## Mechanical-FM
Revit ID | Category Name | Tag# | Type Name | Active | Description | Model # | Serial # | EQUIPMENT TYPE | EQUIPMENT SUBTYPE | Manufacturer | Campus Name | Building Name | Department | Floor Code | Area# | Date Purchased | Warranty Date | Belt Size | Filter Size
Conduits
Duct Accessories
Mechanical Equipment

## FIRE-FM
Revit ID | Category Name | Tag# | Building Asset | Active | Description | Model # | Serial # | EQUIPMENT TYPE | EQUIPMENT SUBTYPE | Manufacturer | Campus Name | Building Name | Department | Floor Code | Area# | Date Purchased | Warranty Date
Fire Alarm Devices

## Electrical-FM
Revit ID | Category Name | Tag# | Building Asset | Active | Description | Model # | Serial # | EQUIPMENT TYPE | EQUIPMENT SUBTYPE | Manufacturer | Campus Name | Building Name | Department | Floor Code | Area# | Date Purchased | Warranty Date | Edited
Electrical Equipment
529080 | J BOX | MACH_ELECT_JB_29 | Yes | Yes | JUNCTION BOXES |  |  | Electrical |  |  | University of San Diego | Manchester Hall | Undergraduate Admissions | 2 | 200
529101 | J BOX | MACH_ELECT_JB_30 | Yes | Yes | JUNCTION BOXES |  |  | Electrical |  |  | University of San Diego | Manchester Hall | Undergraduate Admissions | 2 | 200
444847 | J BOX | MACH_ELECT_JB_01 | Yes | Yes | JUNCTION BOXES |  |  | Electrical |  |  | University of San Diego | Manchester Hall | Career Development Ctr | 1 | 101C |  |  | 1
445023 | J BOX | MACH_ELECT_JB_02 | Yes | Yes | JUNCTION BOXES |  |  | Electrical |  |  | University of San Diego | Manchester Hall | Career Development Ctr | 1 | 101C
445124 | J BOX | MACH_ELECT_JB_03 | Yes | Yes | JUNCTION BOXES |  |  | Electrical |  |  | University of San Diego | Manchester Hall | Career Development Ctr | 1 | 101C
445864 | J BOX | MACH_ELECT_JB_04 | Yes | Yes | JUNCTION BOXES |  |  | Electrical |  |  | University of San Diego | Manchester Hall | Career Development Ctr | 1 | 102
446072 | J BOX | MACH_ELECT_JB_05 | Yes | Yes | JUNCTION BOXES |  |  | Electrical |  |  | University of San Diego | Manchester Hall | Career Development Ctr | 1 | 102
446335 | J BOX | MACH_ELECT_JB_06 | Yes | Yes | JUNCTION BOXES |  |  | Electrical |  |  | University of San Diego | Manchester Hall | Career Development Ctr | 1 | 114
446398 | J BOX | MACH_ELECT_JB_10 | Yes | Yes | JUNCTION BOXES |  |  | Electrical |  |  | University of San Diego | Manchester Hall | Career Development Ctr | 1 | 114 |  |  | 1
446433 | J BOX | MACH_ELECT_JB_08 | Yes | Yes | JUNCTION BOXES |  |  | Electrical |  |  | University of San Diego | Manchester Hall | Career Development Ctr | 1 | 114
473582 | Modular Motor Control Centers - Motor Starter Section | MACH_ELECT_MCC_01 | Yes | Yes | MOTOR CONTROL CENTER |  |  | Electrical |  |  | University of San Diego | Manchester Hall | Unassigned | 1 | 107
474314 | Modular Motor Control Centers - Motor Starter Section | MACH_ELECT_MCC_02 | Yes | Yes | MOTOR CONTROL CENTER |  |  | Electrical |  |  | University of San Diego | Manchester Hall | Unassigned | 1 | 107
474316 | Modular Motor Control Centers - Motor Starter Section | MACH_ELECT_MCC_03 | Yes | Yes | MOTOR CONTROL CENTER |  |  | Electrical |  |  | University of San Diego | Manchester Hall | Unassigned | 1 | 107
477650 | Main Switchboard (MSB) | MACH_ELECT_MSB_01 | Yes | Yes | MAIN SWITCH BOARD |  |  | Electrical |  |  | University of San Diego | Manchester Hall | Unassigned | 1 | 107
477655 | Main Switchboard (MSB) | MACH_ELECT_MSB_02 | Yes | Yes | MAIN SWITCH BOARD |  |  | Electrical |  |  | University of San Diego | Manchester Hall | Unassigned | 1 | 107
477659 | Main Switchboard (MSB) | MACH_ELECT_MSB_03 | Yes | Yes | MAIN SWITCH BOARD |  |  | Electrical |  |  | University of San Diego | Manchester Hall | Unassigned | 1 | 107
478444 | Uninterruptible Power Supply | MACH_ELECT_UPS_01 | Yes | Yes | UNINTERRUPTIBLE POWER SYSTEM |  |  | Electrical |  |  | University of San Diego | Manchester Hall | Unassigned | 1 | 107
479229 | Single Phase Panel - 120V MCB - Surface | MACH_ELECT_PNL_1LA | Yes | Yes | ELECTRICAL PANEL 1A |  |  | Electrical | Panel |  | University of San Diego | Manchester Hall | Unassigned | 1 | 107
479232 | Single Phase Panel - 120V MCB - Surface | MACH_ELECT_PNL_EMS Panel | Yes | Yes | ELECTRICAL PANEL EMS |  |  | Electrical | Panel |  | University of San Diego | Manchester Hall | Unassigned | 1 | 107
479234 | Single Phase Panel - 120V MCB - Surface | MACH_ELECT_PNL_1LB | Yes | Yes | ELECTRICAL PANEL 1LB |  |  | Electrical | Panel |  | University of San Diego | Manchester Hall | Unassigned | 1 | 103A
516366 | J BOX | MACH_ELECT_JB_09 | Yes | Yes | JUNCTION BOXES |  |  | Electrical |  |  | University of San Diego | Manchester Hall | Undergraduate Admissions | 2 | 201C
516377 | J BOX | MACH_ELECT_JB_10 | Yes | Yes | JUNCTION BOXES |  |  | Electrical |  |  | University of San Diego | Manchester Hall | Undergraduate Admissions | 2 | 201B
516378 | J BOX | MACH_ELECT_JB_11 | Yes | Yes | JUNCTION BOXES |  |  | Electrical |  |  | University of San Diego | Manchester Hall | Undergraduate Admissions | 2 | 201A
516389 | J BOX | MACH_ELECT_JB_12 | Yes | Yes | JUNCTION BOXES |  |  | Electrical |  |  | University of San Diego | Manchester Hall | Undergraduate Admissions | 2 | 201F
516398 | J BOX | MACH_ELECT_JB_13 | Yes | Yes | JUNCTION BOXES |  |  | Electrical |  |  | University of San Diego | Manchester Hall | Undergraduate Admissions | 2 | 201
516399 | J BOX | MACH_ELECT_JB_14 | Yes | Yes | JUNCTION BOXES |  |  | Electrical |  |  | University of San Diego | Manchester Hall | Undergraduate Admissions | 2 | 201
516404 | PANELS | MACH_ELECT_PNL_2LB | Yes | Yes | ELECTRICAL PANEL 2LB |  |  | Electrical | Panel | SIEMENS | University of San Diego | Manchester Hall | Undergraduate Admissions | 2 | 201F
516425 | J BOX | MACH_ELECT_JB_15 | Yes | Yes | JUNCTION BOXES |  |  | Electrical |  |  | University of San Diego | Manchester Hall | Undergraduate Admissions | 2 | 208
516428 | J BOX | MACH_ELECT_JB_16 | Yes | Yes | JUNCTION BOXES |  |  | Electrical |  |  | University of San Diego | Manchester Hall | Career Development Ctr | 2 | 202
516429 | J BOX | MACH_ELECT_JB_17 | Yes | Yes | JUNCTION BOXES |  |  | Electrical |  |  | University of San Diego | Manchester Hall | Career Development Ctr | 2 | 202
516430 | J BOX | MACH_ELECT_JB_18 | Yes | Yes | JUNCTION BOXES |  |  | Electrical |  |  | University of San Diego | Manchester Hall | Career Development Ctr | 2 | 202
516433 | J BOX | MACH_ELECT_JB_19 | Yes | Yes | JUNCTION BOXES |  |  | Electrical |  |  | University of San Diego | Manchester Hall | Career Development Ctr | 2 | 202E
516436 | J BOX | MACH_ELECT_JB_20 | Yes | Yes | JUNCTION BOXES |  |  | Electrical |  |  | University of San Diego | Manchester Hall | Career Development Ctr | 2 | 202D
516449 | J BOX | MACH_ELECT_JB_21 | Yes | Yes | JUNCTION BOXES |  |  | Electrical |  |  | University of San Diego | Manchester Hall | Career Development Ctr | 2 | 202C
516450 | J BOX | MACH_ELECT_JB_22 | Yes | Yes | JUNCTION BOXES |  |  | Electrical |  |  | University of San Diego | Manchester Hall | Career Development Ctr | 2 | 202B
516453 | J BOX | MACH_ELECT_JB_23 | Yes | Yes | JUNCTION BOXES |  |  | Electrical |  |  | University of San Diego | Manchester Hall | Career Development Ctr | 2 | 202A
516475 | J BOX | MACH_ELECT_JB_24 | Yes | Yes | JUNCTION BOXES |  |  | Electrical |  |  | University of San Diego | Manchester Hall | Undergraduate Admissions | 2 | 208
516476 | J BOX | MACH_ELECT_JB_25 | Yes | Yes | JUNCTION BOXES |  |  | Electrical |  |  | University of San Diego | Manchester Hall | Undergraduate Admissions | 2 | 208A
516483 | J BOX | MACH_ELECT_JB_26 | Yes | Yes | JUNCTION BOXES |  |  | Electrical |  |  | University of San Diego | Manchester Hall | Undergraduate Admissions | 2 | 208C
516484 | J BOX | MACH_ELECT_JB_27 | Yes | Yes | JUNCTION BOXES |  |  | Electrical |  |  | University of San Diego | Manchester Hall | Undergraduate Admissions | 2 | 208
516485 | J BOX | MACH_ELECT_JB_28 | Yes | Yes | JUNCTION BOXES |  |  | Electrical |  |  | University of San Diego | Manchester Hall | Undergraduate Admissions | 2 | 208B
624431 | J BOX | MACH_ELECT_JB_31 | Yes | Yes | JUNCTION BOXES |  |  | Electrical |  |  | University of San Diego | Manchester Hall | Undergraduate Admissions | 2 | 200
624443 | J BOX | MACH_ELECT_JB_32 | Yes | Yes | JUNCTION BOXES |  |  | Electrical |  |  | University of San Diego | Manchester Hall | Undergraduate Admissions | 2 | 200
624444 | J BOX | MACH_ELECT_JB_33 | Yes | Yes | JUNCTION BOXES |  |  | Electrical |  |  | University of San Diego | Manchester Hall | Undergraduate Admissions | 2 | 201F
624445 | J BOX | MACH_ELECT_JB_34 | Yes | Yes | JUNCTION BOXES |  |  | Electrical |  |  | University of San Diego | Manchester Hall | Undergraduate Admissions | 2 | 201F
1605394 | J BOX | MACH_ELECT_JB_35 | Yes | Yes | JUNCTION BOXES |  |  | Electrical |  |  | University of San Diego | Manchester Hall | Career Development Ctr | 1 | 102F
1605395 | J BOX | MACH_ELECT_JB_36 | Yes | Yes | JUNCTION BOXES |  |  | Electrical |  |  | University of San Diego | Manchester Hall | Career Development Ctr | 1 | 102F
1835363 | PANELS | MACH_ELECT_PNL_1LC | Yes | Yes | ELECTRICAL PANEL 1LC |  |  | Electrical | Panel | SIEMENS | University of San Diego | Manchester Hall | Career Development Ctr | 1 | 109B
1849682 | Single Phase Panel - 120V MCB - Surface | MACH_ELECT_PNL_2LA | Yes | Yes | ELECTRICAL PANEL 2LA |  |  | Electrical | Panel |  | University of San Diego | Manchester Hall | Unassigned | 2 | 2001
1852919 | Uninterruptible Power Supply | MACH_ELECT_UPS_01 | Yes | Yes | LIGHTING UPS |  |  | Electrical |  |  | University of San Diego | Manchester Hall | Unassigned | 1 | 107
1852932 | PANELS | MACH_ELECT_PNL_2LC | Yes | Yes | ELECTRICAL PANEL 2 LC |  |  | Electrical | Panel |  | University of San Diego | Manchester Hall | Undergraduate Admissions | 2 | 208D
1870928 | J BOX | MACH_ELECT_JB_37 | Yes | Yes | JUNCTION BOXES |  |  | Electrical |  |  | University of San Diego | Manchester Hall | Undergraduate Admissions | 2 | 201E
1870930 | J BOX | MACH_ELECT_JB_38 | Yes | Yes | JUNCTION BOXES |  |  | Electrical |  |  | University of San Diego | Manchester Hall | Undergraduate Admissions | 2 | 201D
2033610 | Motor | MACH_ELECT_Elevator1 | Yes | Yes | ELEVATOR |  |  | Electrical |  |  | University of San Diego | Manchester Hall |  | ROOF
1087139 | Single Phase Panel - 120V MCB - Surface | MACH_ELECT_PNL_Security Panel | Yes | Yes | ELECTRICAL PANEL SECURITY |  |  | Electrical | Panel |  | University of San Diego | Manchester Hall | Unassigned | 1 | 107
1823186 | Single Phase Panel - 120V MCB - Surface | MACH_ELECT_DDC_PNL_01 | Yes | Yes | DDC PANELS |  |  | Electrical | Panel |  | University of San Diego | Manchester Hall |  | ROOF
1823218 | Single Phase Panel - 120V MCB - Surface | MACH_ELECT_DDC_PNL_02 | Yes | Yes | DDC PANELS |  |  | Electrical | Panel |  | University of San Diego | Manchester Hall |  | ROOF
2128348 | J BOX | MACH_ELECT_JB_41 | Yes | Yes | JUNCTION BOXES |  |  | Electrical |  |  | University of San Diego | Manchester Hall | Unassigned | 1 | 100A
2128875 | J BOX | MACH_ELECT_JB_42 | Yes | Yes | JUNCTION BOXES |  |  | Electrical |  |  | University of San Diego | Manchester Hall | Unassigned | 1 | 100A
2099824 | J BOX | MACH_ELECT_JB_39 | Yes | Yes | JUNCTION BOXES |  |  | Electrical |  |  | University of San Diego | Manchester Hall | Unassigned | 1 | 1000
2127442 | J BOX | MACH_ELECT_JB_40 | Yes | Yes | JUNCTION BOXES |  |  | Electrical |  |  | University of San Diego | Manchester Hall | Unassigned | 1 | 100
2166952 | PANELS | MACH_ELECT_PNL_M | Yes | Yes | ELECTRICAL PANEL M |  |  | Electrical | Panel |  | University of San Diego | Manchester Hall | Undergraduate Admissions | 2 | 208D
2164549 | Single Phase Panel - 120V MCB - Surface | MACH_ELECT_DDC_PNL_03 | Yes | Yes | DDC PANELS |  |  | Electrical | Panel |  | University of San Diego | Manchester Hall |  | ROOF
Lighting Fixtures
Electrical Fixtures
2165628 | Relay (1-4) | MACH_ELECT_LTG_RC1_48 | Yes | Yes | 1-RELAY 0-1OV DIMMING ROOM CONTROLLER | LMRC-211 |  | Electrical | Lighting Relay | WATTSTOPPER | University of San Diego | Manchester Hall |  | 1 | 112D
2179017 | DS | MACH_ELECT_DISCONNECT_01 | Yes | Yes | 400A, 3P FUSED DISCONNECT SWITCH |  |  |  | DISCONNECT SWITCH |  | University of San Diego | Manchester Hall |  | 1 | 107
2196392 | TELECOMMUNICATION OUTLETS (FLUSH TYPE -2) | MACH_ELECT_TCO_F2_22 | Yes | Yes | FLUSH MOUNTED TELECOMMUNICATIONS OUTLET 2 |  |  |  | Communication Outlet |  | University of San Diego | Manchester Hall |  | 2 | 208
2196405 | TELECOMMUNICATION OUTLETS (FLUSH TYPE -2) | MACH_ELECT_TCO_F2_26 | Yes | Yes | FLUSH MOUNTED TELECOMMUNICATIONS OUTLET 2 |  |  |  | Communication Outlet |  | University of San Diego | Manchester Hall |  | 2 | 208
2196429 | TELECOMMUNICATION OUTLETS (FLUSH TYPE -2) | MACH_ELECT_TCO_F2_24 | Yes | Yes | FLUSH MOUNTED TELECOMMUNICATIONS OUTLET 2 |  |  |  | Communication Outlet |  | University of San Diego | Manchester Hall |  | 2 | 208
2196564 | TELECOMMUNICATION OUTLETS | MACH_ELECT_TCO_F4_06 | Yes | Yes | FLUSH MOUNTED TELECOMMUNICATIONS OUTLET 4 |  |  |  | Communication Outlet |  | University of San Diego | Manchester Hall | Undergraduate admission | 2 | 201D
2159988 | TELECOMMUNICATION OUTLETS | MACH_ELECT_TCO_F4_95 | Yes | Yes | FLUSH MOUNTED TELECOMMUNICATIONS OUTLET 4 |  |  |  | Communication Outlet |  | University of San Diego | Manchester Hall |  | 2 | 205
2159991 | POWER RECEPTACLE | MACH_ELECT_RCT_182 | Yes | Yes | SPLIT-WIRED QUADRUPLEX RECEPTACLE |  |  |  | Receptacle |  | University of San Diego | Manchester Hall |  | 2 | 205
2163005 | WALL MOUNTED SWITCHES | MACH_ELECT_SW_10 | Yes | Yes | WALL MOUNTED SWITCHES |  |  |  | Wall mounted Switches |  | University of San Diego | Manchester Hall |  | 2 | 208
2138606 | Sensor-Occupancy-Wattstopper-Ceiling-Dual_Technology | MACH_ELECT_LS_CS_39 | Yes | Yes | DIGITAL DUAL TECHNOLOGY CEILING MOUNT OCCUPANCY SENSOR | LMDC-100 |  | Electrical | Lighting Sensor | WATTSTOPPER | University of San Diego | Manchester Hall |  | 1 | 100 |  | 5 years
2104515 | WALL MOUNTED SWITCHES | MACH_ELECT_SW_08 | Yes | Yes | WALL MOUNTED SWITCHES |  |  |  | Wall mounted Switches |  | University of San Diego | Manchester Hall |  | 2 | 203A
2100071 | WALL MOUNTED SWITCHES | MACH_ELECT_SW_07 | Yes | Yes | WALL MOUNTED SWITCHES |  |  |  | Wall mounted Switches |  | University of San Diego | Manchester Hall |  | 1 | 110
2100073 | K TYPE | MACH_ELECT_KT_01 | Yes | Yes | PORCELAIN KEYLESS SOCKET |  |  | Electrical | Socket |  | University of San Diego | Manchester Hall |  | 1 | 110
2095904 | WALL MOUNTED SWITCHES | MACH_ELECT_SW_05 | Yes | Yes | WALL MOUNTED SWITCHES |  |  |  | Wall mounted Switches |  | University of San Diego | Manchester Hall |  | 1 | 1002
2099599 | WALL MOUNTED SWITCHES | MACH_ELECT_SW_06 | Yes | Yes | WALL MOUNTED SWITCHES |  |  |  | Wall mounted Switches |  | University of San Diego | Manchester Hall |  | 1 | 107
2145938 | Sensor-Occupancy-Wattstopper-Ceiling-Dual_Technology | MACH_ELECT_LS_CS_40 | Yes | Yes | DIGITAL DUAL TECHNOLOGY CEILING MOUNT OCCUPANCY SENSOR | LMDC-100 |  | Electrical | Lighting Sensor | WATTSTOPPER | University of San Diego | Manchester Hall |  | 2 | 205E |  | 5 years
2145940 | Sensor-Occupancy-Wattstopper-Ceiling-Dual_Technology | MACH_ELECT_LS_CS_41 | Yes | Yes | DIGITAL DUAL TECHNOLOGY CEILING MOUNT OCCUPANCY SENSOR | LMDC-100 |  | Electrical | Lighting Sensor | WATTSTOPPER | University of San Diego | Manchester Hall |  | 2 | 205E |  | 5 years
2145942 | PHOTOSENSOR (WATTSTOPPER LMLS-400) | MACH_ELECT_LS_11 | Yes | Yes | SINGLE ZONE SWITCHING AND DIMMING CLOSED LOOP DIGITAL PHOTOSENSOR | LMLS-400 |  | Electrical | Photo Sensor | WATTSTOPPER | University of San Diego | Manchester Hall |  | 2 | 205E |  | 5 years
2145944 | Relay (1-4) | MACH_ELECT_LTG_RC1_47 | Yes | Yes | 1-RELAY 0-1OV DIMMING ROOM CONTROLLER | LMRC-211 |  | Electrical | Lighting Relay | WATTSTOPPER | University of San Diego | Manchester Hall |  | 2 | 205D
2147149 | Sensor-Occupancy-Wattstopper-Ceiling-Dual_Technology | MACH_ELECT_LS_CS_42 | Yes | Yes | DIGITAL DUAL TECHNOLOGY CEILING MOUNT OCCUPANCY SENSOR | LMDC-100 |  | Electrical | Lighting Sensor | WATTSTOPPER | University of San Diego | Manchester Hall |  | 2 | 208D |  | 5 years
2148038 | Sensor-Occupancy-Wattstopper-Ceiling-Dual_Technology | MACH_ELECT_LS_CS_43 | Yes | Yes | DIGITAL DUAL TECHNOLOGY CEILING MOUNT OCCUPANCY SENSOR | LMDC-100 |  | Electrical | Lighting Sensor | WATTSTOPPER | University of San Diego | Manchester Hall |  | 2 | 201 |  | 5 years
2149620 | PHOTOSENSOR (WATTSTOPPER LMLS-400) | MACH_ELECT_LS_12 | Yes | Yes | SINGLE ZONE SWITCHING AND DIMMING CLOSED LOOP DIGITAL | LMLS-400 |  | Electrical | Photo Sensor | WATTSTOPPER | University of San Diego | Manchester Hall |  | 1 | 100 |  | 5 years
2149834 | Wall_Switch-Dimmer-WattStopper-Digital | MACH_ELECT_LTG_DIM_40 | Yes | Yes | 1-BUTTON DIGITAL DIMMING WALL SWITCH | LMDM-101-W |  | Electrical | Lighting Switch | WATTSTOPPER | University of San Diego | Manchester Hall |  | 2 | 205A |  | 5 years
2154397 | TELECOMMUNICATION OUTLETS (FLUSH TYPE -2) | MACH_ELECT_TCO_F2_23 | Yes | Yes | FLUSH MOUNTED TELECOMMUNICATIONS OUTLET 2 |  |  |  | Communication Outlet |  | University of San Diego | Manchester Hall |  | 2 | 208
2154455 | TELECOMMUNICATION OUTLETS (FLUSH TYPE -2) | MACH_ELECT_TCO_F2_25 | Yes | Yes | FLUSH MOUNTED TELECOMMUNICATIONS OUTLET 2 |  |  |  | Communication Outlet |  | University of San Diego | Manchester Hall |  | 2 | 208
2154477 | TELECOMMUNICATION OUTLETS (FLUSH TYPE -2) | MACH_ELECT_TCO_F2_27 | Yes | Yes | FLUSH MOUNTED TELECOMMUNICATIONS OUTLET 2 |  |  |  | Communication Outlet |  | University of San Diego | Manchester Hall |  | 2 | 208
2154488 | TELECOMMUNICATION OUTLETS (FLUSH TYPE -2) | MACH_ELECT_TCO_F2_28 | Yes | Yes | FLUSH MOUNTED TELECOMMUNICATIONS OUTLET 2 |  |  |  | Communication Outlet |  | University of San Diego | Manchester Hall |  | 2 | 208
2154510 | TELECOMMUNICATION OUTLETS (FLUSH TYPE -2) | MACH_ELECT_TCO_F2_29 | Yes | Yes | FLUSH MOUNTED TELECOMMUNICATIONS OUTLET 2 |  |  |  | Communication Outlet |  | University of San Diego | Manchester Hall |  | 2 | 208
2154589 | TELECOMMUNICATION OUTLETS (FLUSH TYPE -2) | MACH_ELECT_TCO_F2_30 | Yes | Yes | FLUSH MOUNTED TELECOMMUNICATIONS OUTLET 2 |  |  |  | Communication Outlet |  | University of San Diego | Manchester Hall |  | 2 | 208
2154804 | TELECOMMUNICATION OUTLETS (FLUSH TYPE -2) | MACH_ELECT_TCO_F2_31 | Yes | Yes | FLUSH MOUNTED TELECOMMUNICATIONS OUTLET 2 |  |  |  | Communication Outlet |  | University of San Diego | Manchester Hall |  | 2 | 208
2154842 | TELECOMMUNICATION OUTLETS (FLUSH TYPE -2) | MACH_ELECT_TCO_F2_32 | Yes | Yes | FLUSH MOUNTED TELECOMMUNICATIONS OUTLET 2 |  |  |  | Communication Outlet |  | University of San Diego | Manchester Hall |  | 2 | 208
2154889 | TELECOMMUNICATION OUTLETS (FLUSH TYPE -2) | MACH_ELECT_TCO_F2_33 | Yes | Yes | FLUSH MOUNTED TELECOMMUNICATIONS OUTLET 2 |  |  |  | Communication Outlet |  | University of San Diego | Manchester Hall |  | 2 | 208
2154926 | TELECOMMUNICATION OUTLETS (FLUSH TYPE -2) | MACH_ELECT_TCO_F2_34 | Yes | Yes | FLUSH MOUNTED TELECOMMUNICATIONS OUTLET 2 |  |  |  | Communication Outlet |  | University of San Diego | Manchester Hall |  | 2 | 208
2154970 | TELECOMMUNICATION OUTLETS (FLUSH TYPE -2) | MACH_ELECT_TCO_F2_35 | Yes | Yes | FLUSH MOUNTED TELECOMMUNICATIONS OUTLET 2 |  |  |  | Communication Outlet |  | University of San Diego | Manchester Hall |  | 2 | 208
2155141 | TELECOMMUNICATION OUTLETS (FLUSH TYPE -2) | MACH_ELECT_TCO_F2_36 | Yes | Yes | FLUSH MOUNTED TELECOMMUNICATIONS OUTLET 2 |  |  |  | Communication Outlet |  | University of San Diego | Manchester Hall |  | 2 | 208
2155190 | POWER RECEPTACLE | MACH_ELECT_RCT_181 | Yes | Yes | DUPLEX RECEPTACLE, FLUSH MOUNTED |  |  |  | Receptacle |  | University of San Diego | Manchester Hall |  | 2 | 208E
2129138 | POWER RECEPTACLE | MACH_ELECT_RCT_157 | Yes | Yes | SPLIT-WIRED DUPLEX RECEPTACLE |  |  |  | Receptacle |  | University of San Diego | Manchester Hall | Career Development Ctr | 1 | 102F
2129442 | POWER RECEPTACLE | MACH_ELECT_RCT_158 | Yes | Yes | DUPLEX RECEPTACLE, FLUSH MOUNTED |  |  |  | Receptacle |  | University of San Diego | Manchester Hall |  | 2 | 102E
2129880 | WALL MOUNTED SWITCHES | MACH_ELECT_SW_09 | Yes | Yes | WALL MOUNTED SWITCHES |  |  |  | Wall mounted Switches |  | University of San Diego | Manchester Hall |  | 1 | 109B
2130737 | POWER RECEPTACLE | MACH_ELECT_RCT_159 | Yes | Yes | SPLIT-WIRED DUPLEX RECEPTACLE |  |  |  | Receptacle |  | University of San Diego | Manchester Hall |  | 2 | 208
2130739 | POWER RECEPTACLE | MACH_ELECT_RCT_160 | Yes | Yes | SPLIT-WIRED DUPLEX RECEPTACLE |  |  |  | Receptacle |  | University of San Diego | Manchester Hall |  | 2 | 208
2130740 | POWER RECEPTACLE | MACH_ELECT_RCT_161 | Yes | Yes | SPLIT-WIRED DUPLEX RECEPTACLE |  |  |  | Receptacle |  | University of San Diego | Manchester Hall |  | 2 | 208
2130825 | POWER RECEPTACLE | MACH_ELECT_RCT_162 | Yes | Yes | SPLIT-WIRED DUPLEX RECEPTACLE |  |  |  | Receptacle |  | University of San Diego | Manchester Hall |  | 2 | 208
2130858 | TELECOMMUNICATION OUTLETS | MACH_ELECT_TCO_F4_78 | Yes | Yes | FLUSH MOUNTED TELECOMMUNICATIONS OUTLET 4 |  |  |  | Communication Outlet |  | University of San Diego | Manchester Hall |  | 2 | 208
2130870 | TELECOMMUNICATION OUTLETS | MACH_ELECT_TCO_F4_79 | Yes | Yes | FLUSH MOUNTED TELECOMMUNICATIONS OUTLET 4 |  |  |  | Communication Outlet |  | University of San Diego | Manchester Hall |  | 2 | 208
2130895 | TELECOMMUNICATION OUTLETS (FLUSH TYPE -2) | MACH_ELECT_TCO_F2_19 | Yes | Yes | FLUSH MOUNTED TELECOMMUNICATIONS OUTLET 2 |  |  |  | Communication Outlet |  | University of San Diego | Manchester Hall |  | 2 | 208
2130980 | TELECOMMUNICATION OUTLETS (FLUSH TYPE -2) | MACH_ELECT_TCO_F2_20 | Yes | Yes | FLUSH MOUNTED TELECOMMUNICATIONS OUTLET 2 |  |  |  | Communication Outlet |  | University of San Diego | Manchester Hall |  | 2 | 208
2131357 | TELECOMMUNICATION OUTLETS | MACH_ELECT_TCO_F4_80 | Yes | Yes | FLUSH MOUNTED TELECOMMUNICATIONS OUTLET 4 |  |  |  | Communication Outlet |  | University of San Diego | Manchester Hall |  | 2 | 205E
2131490 | POWER RECEPTACLE | MACH_ELECT_RCT_163 | Yes | Yes | SPLIT-WIRED QUADRUPLEX RECEPTACLE |  |  |  | Receptacle |  | University of San Diego | Manchester Hall |  | 2 | 205E
2131589 | POWER RECEPTACLE | MACH_ELECT_RCT_164 | Yes | Yes | SPLIT-WIRED QUADRUPLEX RECEPTACLE |  |  |  | Receptacle |  | University of San Diego | Manchester Hall |  | 2 | 205C
2131623 | TELECOMMUNICATION OUTLETS | MACH_ELECT_TCO_F4_81 | Yes | Yes | FLUSH MOUNTED TELECOMMUNICATIONS OUTLET 4 |  |  |  | Communication Outlet |  | University of San Diego | Manchester Hall |  | 2 | 205C
2131772 | TELECOMMUNICATION OUTLETS | MACH_ELECT_TCO_F4_82 | Yes | Yes | FLUSH MOUNTED TELECOMMUNICATIONS OUTLET 4 |  |  |  | Communication Outlet |  | University of San Diego | Manchester Hall |  | 2 | 205E
2131818 | TELECOMMUNICATION OUTLETS | MACH_ELECT_TCO_F4_83 | Yes | Yes | FLUSH MOUNTED TELECOMMUNICATIONS OUTLET 4 |  |  |  | Communication Outlet |  | University of San Diego | Manchester Hall |  | 2 | 205E
2131906 | TELECOMMUNICATION OUTLETS | MACH_ELECT_TCO_F4_84 | Yes | Yes | FLUSH MOUNTED TELECOMMUNICATIONS OUTLET 4 |  |  |  | Communication Outlet |  | University of San Diego | Manchester Hall |  | 2 | 205E
2132019 | POWER RECEPTACLE | MACH_ELECT_RCT_165 | Yes | Yes | SPLIT-WIRED QUADRUPLEX RECEPTACLE |  |  |  | Receptacle |  | University of San Diego | Manchester Hall |  | 2 | 205E
2132048 | POWER RECEPTACLE | MACH_ELECT_RCT_166 | Yes | Yes | SPLIT-WIRED QUADRUPLEX RECEPTACLE |  |  |  | Receptacle |  | University of San Diego | Manchester Hall |  | 2 | 205E
2132109 | POWER RECEPTACLE | MACH_ELECT_RCT_167 | Yes | Yes | SPLIT-WIRED QUADRUPLEX RECEPTACLE |  |  |  | Receptacle |  | University of San Diego | Manchester Hall |  | 2 | 205E
2132212 | POWER RECEPTACLE | MACH_ELECT_RCT_168 | Yes | Yes | SPLIT-WIRED QUADRUPLEX RECEPTACLE |  |  |  | Receptacle |  | University of San Diego | Manchester Hall |  | 2 | 205C
2132232 | POWER RECEPTACLE | MACH_ELECT_RCT_169 | Yes | Yes | SPLIT-WIRED QUADRUPLEX RECEPTACLE |  |  |  | Receptacle |  | University of San Diego | Manchester Hall |  | 2 | 205B
2132321 | TELECOMMUNICATION OUTLETS | MACH_ELECT_TCO_F4_85 | Yes | Yes | FLUSH MOUNTED TELECOMMUNICATIONS OUTLET 4 |  |  |  | Communication Outlet |  | University of San Diego | Manchester Hall |  | 2 | 205C
2132338 | TELECOMMUNICATION OUTLETS | MACH_ELECT_TCO_F4_86 | Yes | Yes | FLUSH MOUNTED TELECOMMUNICATIONS OUTLET 4 |  |  |  | Communication Outlet |  | University of San Diego | Manchester Hall |  | 2 | 205B
2132390 | TELECOMMUNICATION OUTLETS | MACH_ELECT_TCO_F4_87 | Yes | Yes | FLUSH MOUNTED TELECOMMUNICATIONS OUTLET 4 |  |  |  | Communication Outlet |  | University of San Diego | Manchester Hall |  | 2 | 205B
2132460 | TELECOMMUNICATION OUTLETS | MACH_ELECT_TCO_F4_88 | Yes | Yes | FLUSH MOUNTED TELECOMMUNICATIONS OUTLET 4 |  |  |  | Communication Outlet |  | University of San Diego | Manchester Hall |  | 2 | 205A
2132545 | POWER RECEPTACLE | MACH_ELECT_RCT_170 | Yes | Yes | SPLIT-WIRED QUADRUPLEX RECEPTACLE |  |  |  | Receptacle |  | University of San Diego | Manchester Hall |  | 2 | 205B
2132569 | POWER RECEPTACLE | MACH_ELECT_RCT_171 | Yes | Yes | SPLIT-WIRED QUADRUPLEX RECEPTACLE |  |  |  | Receptacle |  | University of San Diego | Manchester Hall |  | 2 | 205A
2132639 | TELECOMMUNICATION OUTLETS | MACH_ELECT_TCO_F4_89 | Yes | Yes | FLUSH MOUNTED TELECOMMUNICATIONS OUTLET 4 |  |  |  | Communication Outlet |  | University of San Diego | Manchester Hall |  | 2 | 2001
2132716 | POWER RECEPTACLE | MACH_ELECT_RCT_172 | Yes | Yes | SPLIT-WIRED QUADRUPLEX RECEPTACLE |  |  |  | Receptacle |  | University of San Diego | Manchester Hall |  | 2 | 2001
2132806 | POWER RECEPTACLE | MACH_ELECT_RCT_173 | Yes | Yes | SPLIT WIRE DUPLEX RECEPTACLE |  |  |  | Receptacle |  | University of San Diego | Manchester Hall |  | 2 | 205D
2132862 | POWER RECEPTACLE | MACH_ELECT_RCT_174 | Yes | Yes | DUPLEX RECEPTACLE, FLUSH MOUNTED |  |  |  | Receptacle |  | University of San Diego | Manchester Hall |  | 2 | 205D
2132993 | POWER RECEPTACLE | MACH_ELECT_RCT_175 | Yes | Yes | DUPLEX RECEPTACLE, FLUSH MOUNTED |  |  |  | Receptacle |  | University of San Diego | Manchester Hall |  | 2 | 205D
2133031 | POWER RECEPTACLE | MACH_ELECT_RCT_176 | Yes | Yes | DUPLEX RECEPTACLE, FLUSH MOUNTED |  |  |  | Receptacle |  | University of San Diego | Manchester Hall |  | 2 | 205D
2133054 | POWER RECEPTACLE | MACH_ELECT_RCT_177 | Yes | Yes | DUPLEX RECEPTACLE, FLUSH MOUNTED |  |  |  | Receptacle |  | University of San Diego | Manchester Hall |  | 2 | 205D
2133215 | POWER RECEPTACLE | MACH_ELECT_RCT_178 | Yes | Yes | SPLIT-WIRED DUPLEX RECEPTACLE |  |  |  | Receptacle |  | University of San Diego | Manchester Hall |  | 2 | 205D
2133245 | TELECOMMUNICATION OUTLETS | MACH_ELECT_TCO_F4_90 | Yes | Yes | FLUSH MOUNTED TELECOMMUNICATIONS OUTLET 4 |  |  |  | Communication Outlet |  | University of San Diego | Manchester Hall |  | 2 | 205D
2133268 | TELECOMMUNICATION OUTLETS | MACH_ELECT_TCO_F4_91 | Yes | Yes | FLUSH MOUNTED TELECOMMUNICATIONS OUTLET 4 |  |  |  | Communication Outlet |  | University of San Diego | Manchester Hall |  | 2 | 205D
2133337 | TELECOMMUNICATION OUTLETS | MACH_ELECT_TCO_F4_92 | Yes | Yes | FLUSH MOUNTED TELECOMMUNICATIONS OUTLET 4 |  |  |  | Communication Outlet |  | University of San Diego | Manchester Hall |  | 2 | 205D
2133422 | TELECOMMUNICATION OUTLETS | MACH_ELECT_TCO_F4_93 | Yes | Yes | FLUSH MOUNTED TELECOMMUNICATIONS OUTLET 4 |  |  |  | Communication Outlet |  | University of San Diego | Manchester Hall |  | 2 | 205
2133518 | POWER RECEPTACLE | MACH_ELECT_RCT_179 | Yes | Yes | SPLIT-WIRED QUADRUPLEX RECEPTACLE |  |  |  | Receptacle |  | University of San Diego | Manchester Hall |  | 2 | 205
2133565 | TELECOMMUNICATION OUTLETS (FLUSH TYPE -2) | MACH_ELECT_TCO_F2_21 | Yes | Yes | FLUSH MOUNTED TELECOMMUNICATIONS OUTLET 2 |  |  |  | Communication Outlet |  | University of San Diego | Manchester Hall |  | 2 | 203
2133597 | TELECOMMUNICATION OUTLETS | MACH_ELECT_TCO_F4_94 | Yes | Yes | FLUSH MOUNTED TELECOMMUNICATIONS OUTLET 4 |  |  |  | Communication Outlet |  | University of San Diego | Manchester Hall |  | 2 | 2001
2133654 | POWER RECEPTACLE | MACH_ELECT_RCT_180 | Yes | Yes | DUPLEX RECEPTACLE, FLUSH MOUNTED |  |  |  | Receptacle |  | University of San Diego | Manchester Hall |  | 2 | 200
2134008 | FLOOR MOUNTED RECEPTACLES | MACH_ELECT_FRCT_03 | Yes | Yes | FLOOR MOUNTED RECEPTACLES |  |  |  | Receptacle |  | University of San Diego | Manchester Hall |  | 2 | 205E
2134092 | FLOOR MOUNTED RECEPTACLES | MACH_ELECT_FRCT_04 | Yes | Yes | FLOOR MOUNTED RECEPTACLES |  |  |  | Receptacle |  | University of San Diego | Manchester Hall |  | 2 | 205
1828124 | FUSE | MACH_ELECT_DS_F_01 | Yes | Yes | WEATHERPROOF ENCLOSURE |  |  |  | Fuse Disconnect switch |  | University of San Diego | Manchester Hall |  | ROOF
1094886 | Sensor-Occupancy-Wattstopper-Ceiling-Dual_Technology | MACH_ELECT_LS_CS_34 | Yes | Yes | DIGITAL DUAL TECHNOLOGY CEILING MOUNT OCCUPANCY SENSOR | LMDC-100 |  | Electrical | Lighting Sensor | WATTSTOPPER | University of San Diego | Manchester Hall | Unassigned | 1 | 100 |  | 5 years
2068238 | MOTOR RATED TOGGLE SWITCH | MACH_ELECT_MTS_20 | Yes | Yes | MOTOR RATED TOGGLE SWITCH |  |  |  | Motor Switch |  | University of San Diego | Manchester Hall |  | 1 | 114
2031263 | MOTOR RATED TOGGLE SWITCH | MACH_ELECT_MTS_18 | Yes | Yes | MOTOR RATED TOGGLE SWITCH |  |  |  | Motor Switch |  | University of San Diego | Manchester Hall |  | 2 | 202C
2031265 | MOTOR RATED TOGGLE SWITCH | MACH_ELECT_MTS_19 | Yes | Yes | MOTOR RATED TOGGLE SWITCH |  |  |  | Motor Switch |  | University of San Diego | Manchester Hall |  | 2 | 201B
2090971 | WALL MOUNTED SWITCHES | MACH_ELECT_SW_01 | Yes | Yes | WALL MOUNTED SWITCHES |  |  |  | Wall mounted Switches |  | University of San Diego | Manchester Hall |  | 1 | 105
2094364 | WALL MOUNTED SWITCHES | MACH_ELECT_SW_02 | Yes | Yes | WALL MOUNTED SWITCHES |  |  |  | Wall mounted Switches |  | University of San Diego | Manchester Hall |  | 1 | 103D
2094633 | WALL MOUNTED SWITCHES | MACH_ELECT_SW_03 | Yes | Yes | WALL MOUNTED SWITCHES |  |  |  | Wall mounted Switches |  | University of San Diego | Manchester Hall |  | 1 | 103C
2094770 | WALL MOUNTED SWITCHES | MACH_ELECT_SW_04 | Yes | Yes | WALL MOUNTED SWITCHES |  |  |  | Wall mounted Switches |  | University of San Diego | Manchester Hall |  | 1 | 114
2060779 | POWER RECEPTACLE | MACH_ELECT_RCT_154 | Yes | Yes | SPLIT-WIRED QUADRUPLEX RECEPTACLE |  |  |  | Receptacle |  | University of San Diego | Manchester Hall |  | 1 | 100A
2060803 | POWER RECEPTACLE | MACH_ELECT_RCT_155 | Yes | Yes | SPLIT-WIRED QUADRUPLEX RECEPTACLE |  |  |  | Receptacle |  | University of San Diego | Manchester Hall |  | 1 | 100A
2060822 | POWER RECEPTACLE | MACH_ELECT_RCT_156 | Yes | Yes | SPLIT-WIRED QUADRUPLEX RECEPTACLE |  |  |  | Receptacle |  | University of San Diego | Manchester Hall |  | 1 | 100A
2060881 | TELECOMMUNICATION OUTLETS | MACH_ELECT_TCO_F4_75 | Yes | Yes | FLUSH MOUNTED TELECOMMUNICATIONS OUTLET 4 |  |  |  | Communication Outlet |  | University of San Diego | Manchester Hall |  | 1 | 100A
2060912 | TELECOMMUNICATION OUTLETS | MACH_ELECT_TCO_F4_76 | Yes | Yes | FLUSH MOUNTED TELECOMMUNICATIONS OUTLET 4 |  |  |  | Communication Outlet |  | University of San Diego | Manchester Hall |  | 1 | 100A
2060937 | TELECOMMUNICATION OUTLETS | MACH_ELECT_TCO_F4_77 | Yes | Yes | FLUSH MOUNTED TELECOMMUNICATIONS OUTLET 4 |  |  |  | Communication Outlet |  | University of San Diego | Manchester Hall |  | 1 | 100A
1977161 | Wall_Switch-Dimmer-WattStopper-Digital | MACH_ELECT_LTG_DIM_39 | Yes | Yes | 1-BUTTON DIGITAL DIMMING WALL SWITCH | LMDM-101-W |  | Electrical | Lighting Switch | WATTSTOPPER | University of San Diego | Manchester Hall |  | 1 | 100 |  | 5 years
1909530 | Sensor-Occupancy-Wattstopper-Wall_Switch-Dual_Technology-Single_Relay (LMDW-102-W) | MACH_ELECT_LTG_WS_30 | Yes | Yes | 2-BUTTON DIGITAL DUAL TECHNOLOGY WALL SWITCH OCCUPANCY SENSOR. | LMDW-102-W |  | Electrical | Lighting Sensor Switch | WATTSTOPPER | University of San Diego | Manchester Hall | Career Development Ctr | 1 | 112b |  | 5 years
1629273 | Relay (1-4) | MACH_ELECT_LTG_RC5_01 | Yes | Yes | 5-RELAY 0-1OV DIMMING ROOM CONTROLLER | LMRC-215 |  | Electrical | Lighting Relay | WATTSTOPPER | University of San Diego | Manchester Hall | Unassigned | 1 | 100
496828 | POWER RECEPTACLE | MACH_ELECT_RCT_01 | Yes | Yes | SPLIT-WIRED DUPLEX RECEPTACLE |  |  |  | Receptacle |  | University of San Diego | Manchester Hall | Career Development Ctr | 1 | 101B
508125 | POWER RECEPTACLE | MACH_ELECT_RCT_02 | Yes | Yes | SPLIT-WIRED DUPLEX RECEPTACLE |  |  |  | Receptacle |  | University of San Diego | Manchester Hall | Career Development Ctr | 1 | 101B
516129 | TELECOMMUNICATION OUTLETS | MACH_ELECT_TCO_F4_01 | Yes | Yes | FLUSH MOUNTED TELECOMMUNICATIONS OUTLET 4 |  |  |  | Communication Outlet |  | University of San Diego | Manchester Hall | Career Development Ctr | 1 | 101B
516249 | TELECOMMUNICATION OUTLETS | MACH_ELECT_TCO_F4_02 | Yes | Yes | FLUSH MOUNTED TELECOMMUNICATIONS OUTLET 4 |  |  |  | Communication Outlet |  | University of San Diego | Manchester Hall | Career Development Ctr | 1 | 101B
1472200 | PHOTOSENSOR (WATTSTOPPER LMLS-400) | MACH_ELECT_LS_10 | Yes | Yes | SINGLE ZONE SWITCHING AND DIMMING CLOSED LOOP DIGITAL PHOTOSENSOR | LMLS-400 |  | Electrical | Photo Sensor | WATTSTOPPER | University of San Diego | Manchester Hall |  | 1 | 101 |  | 5 years
1472620 | Sensor-Occupancy-Wattstopper-Ceiling-Dual_Technology | MACH_ELECT_LS_CS_35 | Yes | Yes | DIGITAL DUAL TECHNOLOGY CEILING MOUNT OCCUPANCY SENSOR | LMDC-100 |  | Electrical | Lighting Sensor | WATTSTOPPER | University of San Diego | Manchester Hall |  | 1 | 109B |  | 5 years
1486831 | Sensor-Occupancy-Wattstopper-Ceiling-Dual_Technology | MACH_ELECT_LS_CS_36 | Yes | Yes | DIGITAL DUAL TECHNOLOGY CEILING MOUNT OCCUPANCY SENSOR | LMDC-100 |  | Electrical | Lighting Sensor | WATTSTOPPER | University of San Diego | Manchester Hall | Unassigned | 1 | 100 |  | 5 years
1488063 | Relay (1-4) | MACH_ELECT_LTG_RC1_46 | Yes | Yes | 1-RELAY 0-1OV DIMMING ROOM CONTROLLER | LMRC-211 |  | Electrical | Lighting Relay | WATTSTOPPER | University of San Diego | Manchester Hall |  | 1 | 1002
1488875 | Sensor-Occupancy-Wattstopper-Ceiling-Dual_Technology | MACH_ELECT_LS_CS_37 | Yes | Yes | DIGITAL DUAL TECHNOLOGY CEILING MOUNT OCCUPANCY SENSOR | LMDC-100 |  | Electrical | Lighting Sensor | WATTSTOPPER | University of San Diego | Manchester Hall |  | 1 | 106 |  | 5 years
1489146 | Sensor-Occupancy-Wattstopper-Ceiling-Dual_Technology | MACH_ELECT_LS_CS_38 | Yes | Yes | DIGITAL DUAL TECHNOLOGY CEILING MOUNT OCCUPANCY SENSOR | LMDC-100 |  | Electrical | Lighting Sensor | WATTSTOPPER | University of San Diego | Manchester Hall |  | 1 | 104 |  | 5 years
1509240 | POWER RECEPTACLE | MACH_ELECT_RCT_150 | Yes | Yes | SPLIT-WIRED QUADRUPLEX RECEPTACLE - HALF CONTROLLED AND HALF UNCONTROLLED, FLUSH MOUNTED |  |  |  | Receptacle |  | University of San Diego | Manchester Hall |  | ROOF
1569894 | POWER RECEPTACLE | MACH_ELECT_RCT_151 | Yes | Yes | SPLIT-WIRED QUADRUPLEX RECEPTACLE - HALF CONTROLLED AND HALF UNCONTROLLED, FLUSH MOUNTED |  |  |  | Receptacle |  | University of San Diego | Manchester Hall |  | ROOF
1590715 | POWER RECEPTACLE | MACH_ELECT_RCT_152 | Yes | Yes | SPLIT-WIRED QUADRUPLEX RECEPTACLE - HALF CONTROLLED AND HALF UNCONTROLLED, FLUSH MOUNTED |  |  |  | Receptacle |  | University of San Diego | Manchester Hall |  | ROOF
1590851 | POWER RECEPTACLE | MACH_ELECT_RCT_153 | Yes | Yes | SPLIT-WIRED QUADRUPLEX RECEPTACLE - HALF CONTROLLED AND HALF UNCONTROLLED, FLUSH MOUNTED |  |  |  | Receptacle |  | University of San Diego | Manchester Hall |  | ROOF
1067679 | Sensor-Occupancy-Wattstopper-Ceiling-Dual_Technology | MACH_ELECT_LS_CS_33 | Yes | Yes | DIGITAL DUAL TECHNOLOGY CEILING MOUNT OCCUPANCY SENSOR | LMDC-100 |  | Electrical | Lighting Sensor | WATTSTOPPER | University of San Diego | Manchester Hall | Unassigned | 1 | 100 |  | 5 years
1108311 | Relay (1-4) | MACH_ELECT_LTG_RC1_45 | Yes | Yes | 1-RELAY 0-1OV DIMMING ROOM CONTROLLER | LMRC-211 |  | Electrical | Lighting Relay | WATTSTOPPER | University of San Diego | Manchester Hall |  | 1 | 104
1390134 | Relay (1-4) | MACH_ELECT_LTG_RC2_04 | Yes | Yes | 2-RELAY 0-1OV DIMMING ROOM CONTROLLER | LMRC-212 |  | Electrical | Lighting Relay | WATTSTOPPER | University of San Diego | Manchester Hall |  | 2 | 201F
622712 | WALL MOUNTED JB | MACH_ELECT_WM_JB_10 | Yes | Yes | CABLE TO IDF ROOM FOR WIRELESS ACCESS POINT (WAP) |  |  |  | Junction Box |  | University of San Diego | Manchester Hall |  | 2 | 208
622713 | WALL MOUNTED JB | MACH_ELECT_WM_JB_11 | Yes | Yes | CABLE TO IDF ROOM FOR WIRELESS ACCESS POINT (WAP) |  |  |  | Junction Box |  | University of San Diego | Manchester Hall |  | 2 | 208
706335 | Wall_Switch-Dimmer-WattStopper-Digital | MACH_ELECT_LTG_DIM_23 | Yes | Yes | 1-BUTTON DIGITAL DIMMING WALL SWITCH | LMDM-101-W |  | Electrical | Lighting Switch | WATTSTOPPER | University of San Diego | Manchester Hall |  | 2 | 205E |  | 5 years
706341 | Wall_Switch-Dimmer-WattStopper-Digital | MACH_ELECT_LTG_DIM_24 | Yes | Yes | 1-BUTTON DIGITAL DIMMING WALL SWITCH | LMDM-101-W |  | Electrical | Lighting Switch | WATTSTOPPER | University of San Diego | Manchester Hall |  | 2 | 205E |  | 5 years
706347 | Sensor-Occupancy-Wattstopper-Wall_Switch-Dual_Technology-Single_Relay (LMDW-102-W) | MACH_ELECT_LTG_WS_29 | Yes | Yes | 2-BUTTON DIGITAL DUAL TECHNOLOGY WALL SWITCH OCCUPANCY SENSOR. | LMDW-102-W |  | Electrical | Lighting Sensor Switch | WATTSTOPPER | University of San Diego | Manchester Hall |  | 2 | 205D |  | 5 years
706856 | Wall_Switch-Dimmer-WattStopper-Digital | MACH_ELECT_LTG_DIM_25 | Yes | Yes | 1-BUTTON DIGITAL DIMMING WALL SWITCH | LMDM-101-W |  | Electrical | Lighting Switch | WATTSTOPPER | University of San Diego | Manchester Hall |  | 1 | 101 |  | 5 years
707029 | Wall_Switch-Dimmer-WattStopper-Digital | MACH_ELECT_LTG_DIM_26 | Yes | Yes | 1-BUTTON DIGITAL DIMMING WALL SWITCH | LMDM-101-W |  | Electrical | Lighting Switch | WATTSTOPPER | University of San Diego | Manchester Hall |  | 1 | 101 |  | 5 years
707157 | Wall_Switch-Dimmer-WattStopper-Digital | MACH_ELECT_LTG_DIM_27 | Yes | Yes | 1-BUTTON DIGITAL DIMMING WALL SWITCH | LMDM-101-W |  | Electrical | Lighting Switch | WATTSTOPPER | University of San Diego | Manchester Hall |  | 1 | 100 |  | 5 years
707181 | Wall_Switch-Dimmer-WattStopper-Digital | MACH_ELECT_LTG_DIM_28 | Yes | Yes | 1-BUTTON DIGITAL DIMMING WALL SWITCH | LMDM-101-W |  | Electrical | Lighting Switch | WATTSTOPPER | University of San Diego | Manchester Hall |  | 1 | 100 |  | 5 years
707210 | Wall_Switch-Dimmer-WattStopper-Digital | MACH_ELECT_LTG_DIM_29 | Yes | Yes | 1-BUTTON DIGITAL DIMMING WALL SWITCH | LMDM-101-W |  | Electrical | Lighting Switch | WATTSTOPPER | University of San Diego | Manchester Hall |  | 1 | 100 |  | 5 years
707271 | Wall_Switch-Dimmer-WattStopper-Digital | MACH_ELECT_LTG_DIM_30 | Yes | Yes | 1-BUTTON DIGITAL DIMMING WALL SWITCH | LMDM-101-W |  | Electrical | Lighting Switch | WATTSTOPPER | University of San Diego | Manchester Hall |  | 1 | 100 |  | 5 years
707747 | Wall_Switch-Dimmer-WattStopper-Digital | MACH_ELECT_LTG_DIM_31 | Yes | Yes | 1-BUTTON DIGITAL DIMMING WALL SWITCH | LMDM-101-W |  | Electrical | Lighting Switch | WATTSTOPPER | University of San Diego | Manchester Hall |  | 1 | 102 |  | 5 years
708416 | Wall_Switch-Dimmer-WattStopper-Digital | MACH_ELECT_LTG_DIM_32 | Yes | Yes | 1-BUTTON DIGITAL DIMMING WALL SWITCH | LMDM-101-W |  | Electrical | Lighting Switch | WATTSTOPPER | University of San Diego | Manchester Hall |  | 1 | 104 |  | 5 years
708419 | Wall_Switch-Dimmer-WattStopper-Digital | MACH_ELECT_LTG_DIM_33 | Yes | Yes | 1-BUTTON DIGITAL DIMMING WALL SWITCH | LMDM-101-W |  | Electrical | Lighting Switch | WATTSTOPPER | University of San Diego | Manchester Hall |  | 1 | 106 |  | 5 years
708421 | Wall_Switch-Dimmer-WattStopper-Digital | MACH_ELECT_LTG_DIM_34 | Yes | Yes | 1-BUTTON DIGITAL DIMMING WALL SWITCH | LMDM-101-W |  | Electrical | Lighting Switch | WATTSTOPPER | University of San Diego | Manchester Hall |  | 1 | 1002 |  | 5 years
708647 | Wall_Switch-Dimmer-WattStopper-Digital | MACH_ELECT_LTG_DIM_35 | Yes | Yes | 1-BUTTON DIGITAL DIMMING WALL SWITCH | LMDM-101-W |  | Electrical | Lighting Switch | WATTSTOPPER | University of San Diego | Manchester Hall |  | 1 | 112 |  | 5 years
711842 | Wall_Switch-Dimmer-WattStopper-Digital | MACH_ELECT_LTG_DIM_36 | Yes | Yes | 1-BUTTON DIGITAL DIMMING WALL SWITCH | LMDM-101-W |  | Electrical | Lighting Switch | WATTSTOPPER | University of San Diego | Manchester Hall |  | 2 | 208 |  | 5 years
711844 | Wall_Switch-Dimmer-WattStopper-Digital | MACH_ELECT_LTG_DIM_37 | Yes | Yes | 1-BUTTON DIGITAL DIMMING WALL SWITCH | LMDM-101-W |  | Electrical | Lighting Switch | WATTSTOPPER | University of San Diego | Manchester Hall |  | 2 | 208 |  | 5 years
711846 | Wall_Switch-Dimmer-WattStopper-Digital | MACH_ELECT_LTG_DIM_38 | Yes | Yes | 1-BUTTON DIGITAL DIMMING WALL SWITCH | LMDM-101-W |  | Electrical | Lighting Switch | WATTSTOPPER | University of San Diego | Manchester Hall |  | 2 | 208 |  | 5 years
1717074 | MOTOR RATED TOGGLE SWITCH | MACH_ELECT_MTS_01 | Yes | Yes | MOTOR RATED TOGGLE SWITCH |  |  |  | Motor Switch |  | University of San Diego | Manchester Hall | Career Development Ctr | 1 | 101
1718165 | MOTOR RATED TOGGLE SWITCH | MACH_ELECT_MTS_02 | Yes | Yes | MOTOR RATED TOGGLE SWITCH |  |  |  | Motor Switch |  | University of San Diego | Manchester Hall | Career Development Ctr | 1 | 101
1718309 | MOTOR RATED TOGGLE SWITCH | MACH_ELECT_MTS_03 | Yes | Yes | MOTOR RATED TOGGLE SWITCH |  |  |  | Motor Switch |  | University of San Diego | Manchester Hall | Career Development Ctr | 1 | 101C
1718374 | MOTOR RATED TOGGLE SWITCH | MACH_ELECT_MTS_04 | Yes | Yes | MOTOR RATED TOGGLE SWITCH |  |  |  | Motor Switch |  | University of San Diego | Manchester Hall | Career Development Ctr | 1 | 109B
1718430 | MOTOR RATED TOGGLE SWITCH | MACH_ELECT_MTS_05 | Yes | Yes | MOTOR RATED TOGGLE SWITCH |  |  |  | Motor Switch |  | University of San Diego | Manchester Hall | Career Development Ctr | 1 | 109B
1718516 | MOTOR RATED TOGGLE SWITCH | MACH_ELECT_MTS_06 | Yes | Yes | MOTOR RATED TOGGLE SWITCH |  |  |  | Motor Switch |  | University of San Diego | Manchester Hall |  | 1 | 112
1718674 | MOTOR RATED TOGGLE SWITCH | MACH_ELECT_MTS_07 | Yes | Yes | MOTOR RATED TOGGLE SWITCH |  |  |  | Motor Switch |  | University of San Diego | Manchester Hall | Career Development Ctr | 1 | 102C
1718807 | MOTOR RATED TOGGLE SWITCH | MACH_ELECT_MTS_08 | Yes | Yes | MOTOR RATED TOGGLE SWITCH |  |  |  | Motor Switch |  | University of San Diego | Manchester Hall |  | 1 | 102E
1720576 | MOTOR RATED TOGGLE SWITCH | MACH_ELECT_MTS_09 | Yes | Yes | MOTOR RATED TOGGLE SWITCH |  |  |  | Motor Switch |  | University of San Diego | Manchester Hall |  | 2 | 201D
1720583 | MOTOR RATED TOGGLE SWITCH | MACH_ELECT_MTS_10 | Yes | Yes | MOTOR RATED TOGGLE SWITCH |  |  |  | Motor Switch |  | University of San Diego | Manchester Hall |  | 2 | 202E
1720585 | MOTOR RATED TOGGLE SWITCH | MACH_ELECT_MTS_11 | Yes | Yes | MOTOR RATED TOGGLE SWITCH |  |  |  | Motor Switch |  | University of San Diego | Manchester Hall | Undergraduate Admissions | 2 | 201A
1720587 | MOTOR RATED TOGGLE SWITCH | MACH_ELECT_MTS_12 | Yes | Yes | MOTOR RATED TOGGLE SWITCH |  |  |  | Motor Switch |  | University of San Diego | Manchester Hall |  | 2 | 205
1720589 | MOTOR RATED TOGGLE SWITCH | MACH_ELECT_MTS_13 | Yes | Yes | MOTOR RATED TOGGLE SWITCH |  |  |  | Motor Switch |  | University of San Diego | Manchester Hall |  | 2 | 208
1720591 | MOTOR RATED TOGGLE SWITCH | MACH_ELECT_MTS_14 | Yes | Yes | MOTOR RATED TOGGLE SWITCH |  |  |  | Motor Switch |  | University of San Diego | Manchester Hall |  | 2 | 208D
1720597 | MOTOR RATED TOGGLE SWITCH | MACH_ELECT_MTS_15 | Yes | Yes | MOTOR RATED TOGGLE SWITCH |  |  |  | Motor Switch |  | University of San Diego | Manchester Hall |  | 2 | 208
1720599 | MOTOR RATED TOGGLE SWITCH | MACH_ELECT_MTS_16 | Yes | Yes | MOTOR RATED TOGGLE SWITCH |  |  |  | Motor Switch |  | University of San Diego | Manchester Hall |  | 2 | 208
1720601 | MOTOR RATED TOGGLE SWITCH | MACH_ELECT_MTS_17 | Yes | Yes | MOTOR RATED TOGGLE SWITCH |  |  |  | Motor Switch |  | University of San Diego | Manchester Hall |  | 2 | 210
1739275 | FLOOR MOUNTED RECEPTACLES | MACH_ELECT_FRCT_01 | Yes | Yes | FLOOR MOUNTED RECEPTACLES |  |  |  | Receptacle |  | University of San Diego | Manchester Hall | Career Development Ctr | 1 | 101
1739882 | FLOOR MOUNTED RECEPTACLES | MACH_ELECT_FRCT_02 | Yes | Yes | FLOOR MOUNTED RECEPTACLES |  |  |  | Receptacle |  | University of San Diego | Manchester Hall | Undergraduate Admissions | 2 | 210
1748024 | Controller-Room-WattStopper-Plug_Load-150_mA (1) | MACH_ELECT_PL_01 | Yes | Yes | DIGITAL PLUG LOAD ROOM CONTROLLER | LMPL-101 |  | Electrical | LOAD ROOM CONTROLLER | WATTSTOPPER | University of San Diego | Manchester Hall | Career Development Ctr | 1 | 101B
1748026 | Controller-Room-WattStopper-Plug_Load-150_mA (1) | MACH_ELECT_PL_02 | Yes | Yes | DIGITAL PLUG LOAD ROOM CONTROLLER | LMPL-101 |  | Electrical | LOAD ROOM CONTROLLER | WATTSTOPPER | University of San Diego | Manchester Hall | Career Development Ctr | 1 | 101A
1748027 | Controller-Room-WattStopper-Plug_Load-150_mA (1) | MACH_ELECT_PL_03 | Yes | Yes | DIGITAL PLUG LOAD ROOM CONTROLLER | LMPL-101 |  | Electrical | LOAD ROOM CONTROLLER | WATTSTOPPER | University of San Diego | Manchester Hall | Career Development Ctr | 1 | 101
1748028 | Controller-Room-WattStopper-Plug_Load-150_mA (1) | MACH_ELECT_PL_04 | Yes | Yes | DIGITAL PLUG LOAD ROOM CONTROLLER | LMPL-101 |  | Electrical | LOAD ROOM CONTROLLER | WATTSTOPPER | University of San Diego | Manchester Hall | Career Development Ctr | 1 | 101
1748029 | Controller-Room-WattStopper-Plug_Load-150_mA (1) | MACH_ELECT_PL_05 | Yes | Yes | DIGITAL PLUG LOAD ROOM CONTROLLER | LMPL-101 |  | Electrical | LOAD ROOM CONTROLLER | WATTSTOPPER | University of San Diego | Manchester Hall | Career Development Ctr | 1 | 101
1752836 | Controller-Room-WattStopper-Plug_Load-150_mA (1) | MACH_ELECT_PL_06 | Yes | Yes | DIGITAL PLUG LOAD ROOM CONTROLLER | LMPL-101 |  | Electrical | LOAD ROOM CONTROLLER | WATTSTOPPER | University of San Diego | Manchester Hall |  | 1 | 109A
1752838 | Controller-Room-WattStopper-Plug_Load-150_mA (1) | MACH_ELECT_PL_07 | Yes | Yes | DIGITAL PLUG LOAD ROOM CONTROLLER | LMPL-101 |  | Electrical | LOAD ROOM CONTROLLER | WATTSTOPPER | University of San Diego | Manchester Hall |  | 1 | 111
1752840 | Controller-Room-WattStopper-Plug_Load-150_mA (1) | MACH_ELECT_PL_08 | Yes | Yes | DIGITAL PLUG LOAD ROOM CONTROLLER | LMPL-101 |  | Electrical | LOAD ROOM CONTROLLER | WATTSTOPPER | University of San Diego | Manchester Hall |  | 1 | 109B
1752842 | Controller-Room-WattStopper-Plug_Load-150_mA (1) | MACH_ELECT_PL_09 | Yes | Yes | DIGITAL PLUG LOAD ROOM CONTROLLER | LMPL-101 |  | Electrical | LOAD ROOM CONTROLLER | WATTSTOPPER | University of San Diego | Manchester Hall | Career Development Ctr | 1 | 114
1752853 | Controller-Room-WattStopper-Plug_Load-150_mA (1) | MACH_ELECT_PL_10 | Yes | Yes | DIGITAL PLUG LOAD ROOM CONTROLLER | LMPL-101 |  | Electrical | LOAD ROOM CONTROLLER | WATTSTOPPER | University of San Diego | Manchester Hall | Career Development Ctr | 1 | 112D
1752854 | Controller-Room-WattStopper-Plug_Load-150_mA (1) | MACH_ELECT_PL_11 | Yes | Yes | DIGITAL PLUG LOAD ROOM CONTROLLER | LMPL-101 |  | Electrical | LOAD ROOM CONTROLLER | WATTSTOPPER | University of San Diego | Manchester Hall | Career Development Ctr | 1 | 112C
1752855 | Controller-Room-WattStopper-Plug_Load-150_mA (1) | MACH_ELECT_PL_12 | Yes | Yes | DIGITAL PLUG LOAD ROOM CONTROLLER | LMPL-101 |  | Electrical | LOAD ROOM CONTROLLER | WATTSTOPPER | University of San Diego | Manchester Hall | Career Development Ctr | 1 | 112B
1752856 | Controller-Room-WattStopper-Plug_Load-150_mA (1) | MACH_ELECT_PL_13 | Yes | Yes | DIGITAL PLUG LOAD ROOM CONTROLLER | LMPL-101 |  | Electrical | LOAD ROOM CONTROLLER | WATTSTOPPER | University of San Diego | Manchester Hall | Career Development Ctr | 1 | 112A
1752857 | Controller-Room-WattStopper-Plug_Load-150_mA (1) | MACH_ELECT_PL_14 | Yes | Yes | DIGITAL PLUG LOAD ROOM CONTROLLER | LMPL-101 |  | Electrical | LOAD ROOM CONTROLLER | WATTSTOPPER | University of San Diego | Manchester Hall | Career Development Ctr | 1 | 102F
1752858 | Controller-Room-WattStopper-Plug_Load-150_mA (1) | MACH_ELECT_PL_15 | Yes | Yes | DIGITAL PLUG LOAD ROOM CONTROLLER | LMPL-101 |  | Electrical | LOAD ROOM CONTROLLER | WATTSTOPPER | University of San Diego | Manchester Hall | Career Development Ctr | 1 | 102E
1752859 | Controller-Room-WattStopper-Plug_Load-150_mA (1) | MACH_ELECT_PL_16 | Yes | Yes | DIGITAL PLUG LOAD ROOM CONTROLLER | LMPL-101 |  | Electrical | LOAD ROOM CONTROLLER | WATTSTOPPER | University of San Diego | Manchester Hall | Career Development Ctr | 1 | 102D
1752860 | Controller-Room-WattStopper-Plug_Load-150_mA (1) | MACH_ELECT_PL_17 | Yes | Yes | DIGITAL PLUG LOAD ROOM CONTROLLER | LMPL-101 |  | Electrical | LOAD ROOM CONTROLLER | WATTSTOPPER | University of San Diego | Manchester Hall | Career Development Ctr | 1 | 102C
1752861 | Controller-Room-WattStopper-Plug_Load-150_mA (1) | MACH_ELECT_PL_18 | Yes | Yes | DIGITAL PLUG LOAD ROOM CONTROLLER | LMPL-101 |  | Electrical | LOAD ROOM CONTROLLER | WATTSTOPPER | University of San Diego | Manchester Hall | Career Development Ctr | 1 | 102B
1752862 | Controller-Room-WattStopper-Plug_Load-150_mA (1) | MACH_ELECT_PL_19 | Yes | Yes | DIGITAL PLUG LOAD ROOM CONTROLLER | LMPL-101 |  | Electrical | LOAD ROOM CONTROLLER | WATTSTOPPER | University of San Diego | Manchester Hall | Career Development Ctr | 1 | 1000
1753829 | Controller-Room-WattStopper-Plug_Load-150_mA (1) | MACH_ELECT_PL_20 | Yes | Yes | DIGITAL PLUG LOAD ROOM CONTROLLER | LMPL-101 |  | Electrical | LOAD ROOM CONTROLLER | WATTSTOPPER | University of San Diego | Manchester Hall | Unassigned | 1 | 100
1755969 | Controller-Room-WattStopper-Plug_Load-150_mA (1) | MACH_ELECT_PL_21 | Yes | Yes | DIGITAL PLUG LOAD ROOM CONTROLLER | LMPL-101 |  | Electrical | LOAD ROOM CONTROLLER | WATTSTOPPER | University of San Diego | Manchester Hall | Undergraduate admission | 2 | 201C
1755971 | Controller-Room-WattStopper-Plug_Load-150_mA (1) | MACH_ELECT_PL_22 | Yes | Yes | DIGITAL PLUG LOAD ROOM CONTROLLER | LMPL-101 |  | Electrical | LOAD ROOM CONTROLLER | WATTSTOPPER | University of San Diego | Manchester Hall | Undergraduate Admissions | 2 | 201B
1755973 | Controller-Room-WattStopper-Plug_Load-150_mA (1) | MACH_ELECT_PL_23 | Yes | Yes | DIGITAL PLUG LOAD ROOM CONTROLLER | LMPL-101 |  | Electrical | LOAD ROOM CONTROLLER | WATTSTOPPER | University of San Diego | Manchester Hall | Undergraduate Admissions | 2 | 201A
1755975 | Controller-Room-WattStopper-Plug_Load-150_mA (1) | MACH_ELECT_PL_24 | Yes | Yes | DIGITAL PLUG LOAD ROOM CONTROLLER | LMPL-101 |  | Electrical | LOAD ROOM CONTROLLER | WATTSTOPPER | University of San Diego | Manchester Hall | Undergraduate admission | 2 | 201D
1755977 | Controller-Room-WattStopper-Plug_Load-150_mA (1) | MACH_ELECT_PL_25 | Yes | Yes | DIGITAL PLUG LOAD ROOM CONTROLLER | LMPL-101 |  | Electrical | LOAD ROOM CONTROLLER | WATTSTOPPER | University of San Diego | Manchester Hall | Undergraduate Admissions | 2 | 201E
1755979 | Controller-Room-WattStopper-Plug_Load-150_mA (1) | MACH_ELECT_PL_26 | Yes | Yes | DIGITAL PLUG LOAD ROOM CONTROLLER | LMPL-101 |  | Electrical | LOAD ROOM CONTROLLER | WATTSTOPPER | University of San Diego | Manchester Hall | Undergraduate Admissions | 2 | 201F
1755981 | Controller-Room-WattStopper-Plug_Load-150_mA (1) | MACH_ELECT_PL_27 | Yes | Yes | DIGITAL PLUG LOAD ROOM CONTROLLER | LMPL-101 |  | Electrical | LOAD ROOM CONTROLLER | WATTSTOPPER | University of San Diego | Manchester Hall | Graduate Admissions | 2 | 205B
1755983 | Controller-Room-WattStopper-Plug_Load-150_mA (1) | MACH_ELECT_PL_28 | Yes | Yes | DIGITAL PLUG LOAD ROOM CONTROLLER | LMPL-101 |  | Electrical | LOAD ROOM CONTROLLER | WATTSTOPPER | University of San Diego | Manchester Hall | Graduate Admissions | 2 | 205A
1755985 | Controller-Room-WattStopper-Plug_Load-150_mA (1) | MACH_ELECT_PL_29 | Yes | Yes | DIGITAL PLUG LOAD ROOM CONTROLLER | LMPL-101 |  | Electrical | LOAD ROOM CONTROLLER | WATTSTOPPER | University of San Diego | Manchester Hall | Graduate Admissions | 2 | 205E
1755986 | Controller-Room-WattStopper-Plug_Load-150_mA (1) | MACH_ELECT_PL_30 | Yes | Yes | DIGITAL PLUG LOAD ROOM CONTROLLER | LMPL-101 |  | Electrical | LOAD ROOM CONTROLLER | WATTSTOPPER | University of San Diego | Manchester Hall | Graduate Admissions | 2 | 205C
1755989 | Controller-Room-WattStopper-Plug_Load-150_mA (1) | MACH_ELECT_PL_31 | Yes | Yes | DIGITAL PLUG LOAD ROOM CONTROLLER | LMPL-101 |  | Electrical | LOAD ROOM CONTROLLER | WATTSTOPPER | University of San Diego | Manchester Hall | Graduate Admissions | 2 | 205E
1755990 | Controller-Room-WattStopper-Plug_Load-150_mA (1) | MACH_ELECT_PL_32 | Yes | Yes | DIGITAL PLUG LOAD ROOM CONTROLLER | LMPL-101 |  | Electrical | LOAD ROOM CONTROLLER | WATTSTOPPER | University of San Diego | Manchester Hall | Graduate Admissions | 2 | 205D
1755992 | Controller-Room-WattStopper-Plug_Load-150_mA (1) | MACH_ELECT_PL_33 | Yes | Yes | DIGITAL PLUG LOAD ROOM CONTROLLER | LMPL-101 |  | Electrical | LOAD ROOM CONTROLLER | WATTSTOPPER | University of San Diego | Manchester Hall | Graduate Admissions | 2 | 205
1755994 | Controller-Room-WattStopper-Plug_Load-150_mA (1) | MACH_ELECT_PL_34 | Yes | Yes | DIGITAL PLUG LOAD ROOM CONTROLLER | LMPL-101 |  | Electrical | LOAD ROOM CONTROLLER | WATTSTOPPER | University of San Diego | Manchester Hall | Career Development Ctr | 2 | 203
1755996 | Controller-Room-WattStopper-Plug_Load-150_mA (1) | MACH_ELECT_PL_35 | Yes | Yes | DIGITAL PLUG LOAD ROOM CONTROLLER | LMPL-101 |  | Electrical | LOAD ROOM CONTROLLER | WATTSTOPPER | University of San Diego | Manchester Hall | Undergraduate Admissions | 2 | 210
1755998 | Controller-Room-WattStopper-Plug_Load-150_mA (1) | MACH_ELECT_PL_36 | Yes | Yes | DIGITAL PLUG LOAD ROOM CONTROLLER | LMPL-101 |  | Electrical | LOAD ROOM CONTROLLER | WATTSTOPPER | University of San Diego | Manchester Hall | Undergraduate Admissions | 2 | 208D
1756669 | Controller-Room-WattStopper-Plug_Load-150_mA (1) | MACH_ELECT_PL_37 | Yes | Yes | DIGITAL PLUG LOAD ROOM CONTROLLER | LMPL-101 |  | Electrical | LOAD ROOM CONTROLLER | WATTSTOPPER | University of San Diego | Manchester Hall | Unassigned | 2 | 208C
1757155 | Controller-Room-WattStopper-Plug_Load-150_mA (1) | MACH_ELECT_PL_38 | Yes | Yes | DIGITAL PLUG LOAD ROOM CONTROLLER | LMPL-101 |  | Electrical | LOAD ROOM CONTROLLER | WATTSTOPPER | University of San Diego | Manchester Hall | Undergraduate Admissions | 2 | 208
1757324 | Controller-Room-WattStopper-Plug_Load-150_mA (1) | MACH_ELECT_PL_39 | Yes | Yes | DIGITAL PLUG LOAD ROOM CONTROLLER | LMPL-101 |  | Electrical | LOAD ROOM CONTROLLER | WATTSTOPPER | University of San Diego | Manchester Hall | Undergraduate Admissions | 2 | 208
1757406 | Controller-Room-WattStopper-Plug_Load-150_mA (1) | MACH_ELECT_PL_40 | Yes | Yes | DIGITAL PLUG LOAD ROOM CONTROLLER | LMPL-101 |  | Electrical | LOAD ROOM CONTROLLER | WATTSTOPPER | University of San Diego | Manchester Hall | Undergraduate Admissions | 2 | 208
1757482 | Controller-Room-WattStopper-Plug_Load-150_mA (1) | MACH_ELECT_PL_41 | Yes | Yes | DIGITAL PLUG LOAD ROOM CONTROLLER | LMPL-101 |  | Electrical | LOAD ROOM CONTROLLER | WATTSTOPPER | University of San Diego | Manchester Hall | Undergraduate Admissions | 2 | 208B
1758585 | Controller-Room-WattStopper-Plug_Load-150_mA (1) | MACH_ELECT_PL_42 | Yes | Yes | DIGITAL PLUG LOAD ROOM CONTROLLER | LMPL-101 |  | Electrical | LOAD ROOM CONTROLLER | WATTSTOPPER | University of San Diego | Manchester Hall | Career Development Ctr | 2 | 202C
1758668 | Controller-Room-WattStopper-Plug_Load-150_mA (1) | MACH_ELECT_PL_43 | Yes | Yes | DIGITAL PLUG LOAD ROOM CONTROLLER | LMPL-101 |  | Electrical | LOAD ROOM CONTROLLER | WATTSTOPPER | University of San Diego | Manchester Hall | Career Development Ctr | 2 | 202B
1758752 | Controller-Room-WattStopper-Plug_Load-150_mA (1) | MACH_ELECT_PL_44 | Yes | Yes | DIGITAL PLUG LOAD ROOM CONTROLLER | LMPL-101 |  | Electrical | LOAD ROOM CONTROLLER | WATTSTOPPER | University of San Diego | Manchester Hall | Career Development Ctr | 2 | 202E
1758843 | Controller-Room-WattStopper-Plug_Load-150_mA (1) | MACH_ELECT_PL_45 | Yes | Yes | DIGITAL PLUG LOAD ROOM CONTROLLER | LMPL-101 |  | Electrical | LOAD ROOM CONTROLLER | WATTSTOPPER | University of San Diego | Manchester Hall | Career Development Ctr | 2 | 202D
1759347 | Controller-Room-WattStopper-Plug_Load-150_mA (1) | MACH_ELECT_PL_46 | Yes | Yes | DIGITAL PLUG LOAD ROOM CONTROLLER | LMPL-101 |  | Electrical | LOAD ROOM CONTROLLER | WATTSTOPPER | University of San Diego | Manchester Hall | Career Development Ctr | 2 | 202A
628187 | POWER RECEPTACLE | MACH_ELECT_RCT_149 | Yes | Yes | DUPLEX RECEPTACLE, FLUSH MOUNTED |  |  |  | Receptacle |  | University of San Diego | Manchester Hall | Career Development Ctr | 1 | 112D
628190 | TELECOMMUNICATION OUTLETS | MACH_ELECT_TCO_F4_74 | Yes | Yes | FLUSH MOUNTED TELECOMMUNICATIONS OUTLET 2 |  |  |  | Communication Outlet |  | University of San Diego | Manchester Hall | Career Development Ctr | 1 | 112D
645236 | Wall_Switch-Dimmer-WattStopper-Digital | MACH_ELECT_LTG_DIM_01 | Yes | Yes | 1-BUTTON DIGITAL DIMMING WALL SWITCH | LMDM-101-W |  | Electrical | Lighting Switch | WATTSTOPPER | University of San Diego | Manchester Hall |  | 1 | 101 |  | 5 years
645614 | Sensor-Occupancy-Wattstopper-Wall_Switch-Dual_Technology-Single_Relay (LMDW-102-W) | MACH_ELECT_LTG_WS_01 | Yes | Yes | 2-BUTTON DIGITAL DUAL TECHNOLOGY WALL SWITCH OCCUPANCY SENSOR. | LMDW-102-W |  | Electrical | Lighting Sensor Switch | WATTSTOPPER | University of San Diego | Manchester Hall | Career Development Ctr | 1 | 101B |  | 5 years
645616 | Sensor-Occupancy-Wattstopper-Wall_Switch-Dual_Technology-Single_Relay (LMDW-102-W) | MACH_ELECT_LTG_WS_02 | Yes | Yes | 2-BUTTON DIGITAL DUAL TECHNOLOGY WALL SWITCH OCCUPANCY SENSOR. | LMDW-102-W |  | Electrical | Lighting Sensor Switch | WATTSTOPPER | University of San Diego | Manchester Hall |  | 1 | 101A |  | 5 years
649010 | Wall_Switch-Dimmer-WattStopper-Digital | MACH_ELECT_LTG_DIM_02 | Yes | Yes | 1-BUTTON DIGITAL DIMMING WALL SWITCH | LMDM-101-W |  | Electrical | Lighting Switch | WATTSTOPPER | University of San Diego | Manchester Hall | Unassigned | 1 | 100 |  | 5 years
649012 | Wall_Switch-Dimmer-WattStopper-Digital | MACH_ELECT_LTG_DIM_03 | Yes | Yes | 1-BUTTON DIGITAL DIMMING WALL SWITCH | LMDM-101-W |  | Electrical | Lighting Switch | WATTSTOPPER | University of San Diego | Manchester Hall |  | 1 | 109B |  | 5 years
649070 | Wall_Switch-Dimmer-WattStopper-Digital | MACH_ELECT_LTG_DIM_04 | Yes | Yes | 1-BUTTON DIGITAL DIMMING WALL SWITCH | LMDM-101-W |  | Electrical | Lighting Switch | WATTSTOPPER | University of San Diego | Manchester Hall |  | 1 | 101C |  | 5 years
649325 | Wall_Switch-Dimmer-WattStopper-Digital | MACH_ELECT_LTG_DIM_05 | Yes | Yes | 1-BUTTON DIGITAL DIMMING WALL SWITCH | LMDM-101-W |  | Electrical | Lighting Switch | WATTSTOPPER | University of San Diego | Manchester Hall |  | 1 | 101C |  | 5 years
649444 | Sensor-Occupancy-Wattstopper-Wall_Switch-Dual_Technology-Single_Relay (LMDW-102-W) | MACH_ELECT_LTG_WS_03 | Yes | Yes | 2-BUTTON DIGITAL DUAL TECHNOLOGY WALL SWITCH OCCUPANCY SENSOR. | LMDW-102-W |  | Electrical | Lighting Sensor Switch | WATTSTOPPER | University of San Diego | Manchester Hall |  | 1 | 109 |  | 5 years
650532 | Sensor-Occupancy-Wattstopper-Wall_Switch-Dual_Technology-Single_Relay (LMDW-102-W) | MACH_ELECT_LTG_WS_04 | Yes | Yes | 2-BUTTON DIGITAL DUAL TECHNOLOGY WALL SWITCH OCCUPANCY SENSOR. | LMDW-102-W |  | Electrical | Lighting Sensor Switch | WATTSTOPPER | University of San Diego | Manchester Hall |  | 1 | 109A |  | 5 years
651519 | Sensor-Occupancy-Wattstopper-Wall_Switch-Dual_Technology-Single_Relay (LMDW-102-W) | MACH_ELECT_LTG_WS_05 | Yes | Yes | 2-BUTTON DIGITAL DUAL TECHNOLOGY WALL SWITCH OCCUPANCY SENSOR. | LMDW-102-W |  | Electrical | Lighting Sensor Switch | WATTSTOPPER | University of San Diego | Manchester Hall |  | 1 | 111 |  | 5 years
652170 | Sensor-Occupancy-Wattstopper-Wall_Switch-Dual_Technology-Single_Relay (LMDW-102-W) | MACH_ELECT_LTG_WS_06 | Yes | Yes | 2-BUTTON DIGITAL DUAL TECHNOLOGY WALL SWITCH OCCUPANCY SENSOR. | LMDW-102-W |  | Electrical | Lighting Sensor Switch | WATTSTOPPER | University of San Diego | Manchester Hall |  | 1 | 114 |  | 5 years
652341 | Sensor-Occupancy-Wattstopper-Wall_Switch-Dual_Technology-Single_Relay (LMDW-102-W) | MACH_ELECT_LTG_WS_07 | Yes | Yes | 2-BUTTON DIGITAL DUAL TECHNOLOGY WALL SWITCH OCCUPANCY SENSOR. | LMDW-102-W |  | Electrical | Lighting Sensor Switch | WATTSTOPPER | University of San Diego | Manchester Hall |  | 1 | 112D |  | 5 years
652481 | Sensor-Occupancy-Wattstopper-Wall_Switch-Dual_Technology-Single_Relay (LMDW-102-W) | MACH_ELECT_LTG_WS_08 | Yes | Yes | 2-BUTTON DIGITAL DUAL TECHNOLOGY WALL SWITCH OCCUPANCY SENSOR. | LMDW-102-W |  | Electrical | Lighting Sensor Switch | WATTSTOPPER | University of San Diego | Manchester Hall |  | 1 | 112C |  | 5 years
655957 | Sensor-Occupancy-Wattstopper-Wall_Switch-Dual_Technology-Single_Relay (LMDW-102-W) | MACH_ELECT_LTG_WS_09 | Yes | Yes | 2-BUTTON DIGITAL DUAL TECHNOLOGY WALL SWITCH OCCUPANCY SENSOR. | LMDW-102-W |  | Electrical | Lighting Sensor Switch | WATTSTOPPER | University of San Diego | Manchester Hall |  | 1 | 112A |  | 5 years
656103 | Sensor-Occupancy-Wattstopper-Wall_Switch-Dual_Technology-Single_Relay (LMDW-102-W) | MACH_ELECT_LTG_WS_10 | Yes | Yes | 2-BUTTON DIGITAL DUAL TECHNOLOGY WALL SWITCH OCCUPANCY SENSOR. | LMDW-102-W |  | Electrical | Lighting Sensor Switch | WATTSTOPPER | University of San Diego | Manchester Hall |  | 1 | 102A |  | 5 years
661325 | Sensor-Occupancy-Wattstopper-Wall_Switch-Dual_Technology-Single_Relay (LMDW-102-W) | MACH_ELECT_LTG_WS_11 | Yes | Yes | 2-BUTTON DIGITAL DUAL TECHNOLOGY WALL SWITCH OCCUPANCY SENSOR. | LMDW-102-W |  | Electrical | Lighting Sensor Switch | WATTSTOPPER | University of San Diego | Manchester Hall |  | 1 | 102B |  | 5 years
662184 | Sensor-Occupancy-Wattstopper-Wall_Switch-Dual_Technology-Single_Relay (LMDW-102-W) | MACH_ELECT_LTG_WS_12 | Yes | Yes | 2-BUTTON DIGITAL DUAL TECHNOLOGY WALL SWITCH OCCUPANCY SENSOR. | LMDW-102-W |  | Electrical | Lighting Sensor Switch | WATTSTOPPER | University of San Diego | Manchester Hall |  | 1 | 102B |  | 5 years
662661 | Sensor-Occupancy-Wattstopper-Wall_Switch-Dual_Technology-Single_Relay (LMDW-102-W) | MACH_ELECT_LTG_WS_13 | Yes | Yes | 2-BUTTON DIGITAL DUAL TECHNOLOGY WALL SWITCH OCCUPANCY SENSOR. | LMDW-102-W |  | Electrical | Lighting Sensor Switch | WATTSTOPPER | University of San Diego | Manchester Hall |  | 1 | 102D |  | 5 years
662948 | Sensor-Occupancy-Wattstopper-Wall_Switch-Dual_Technology-Single_Relay (LMDW-102-W) | MACH_ELECT_LTG_WS_14 | Yes | Yes | 2-BUTTON DIGITAL DUAL TECHNOLOGY WALL SWITCH OCCUPANCY SENSOR. | LMDW-102-W |  | Electrical | Lighting Sensor Switch | WATTSTOPPER | University of San Diego | Manchester Hall |  | 1 | 102F |  | 5 years
663643 | Sensor-Occupancy-Wattstopper-Wall_Switch-Dual_Technology-Single_Relay (LMDW-102-W) | MACH_ELECT_LTG_WS_15 | Yes | Yes | 2-BUTTON DIGITAL DUAL TECHNOLOGY WALL SWITCH OCCUPANCY SENSOR. | LMDW-102-W |  | Electrical | Lighting Sensor Switch | WATTSTOPPER | University of San Diego | Manchester Hall |  | 1 | 102E |  | 5 years
665104 | Sensor-Occupancy-Wattstopper-Wall_Switch-Dual_Technology-Single_Relay (LMDW-102-W) | MACH_ELECT_LTG_WS_16 | Yes | Yes | 2-BUTTON DIGITAL DUAL TECHNOLOGY WALL SWITCH OCCUPANCY SENSOR. | LMDW-102-W |  | Electrical | Lighting Sensor Switch | WATTSTOPPER | University of San Diego | Manchester Hall |  | 2 | 201C |  | 5 years
667419 | Relay (1-4) | MACH_ELECT_LTG_RC1_01 | Yes | Yes | 1-RELAY 0-1OV DIMMING ROOM CONTROLLER | LMRC-211 |  | Electrical | Lighting Relay | WATTSTOPPER | University of San Diego | Manchester Hall | Career Development Ctr | 1 | 101B
667420 | Relay (1-4) | MACH_ELECT_LTG_RC1_02 | Yes | Yes | 1-RELAY 0-1OV DIMMING ROOM CONTROLLER | LMRC-211 |  | Electrical | Lighting Relay | WATTSTOPPER | University of San Diego | Manchester Hall |  | 1 | 101A
667421 | Relay (1-4) | MACH_ELECT_LTG_RC1_03 | Yes | Yes | 1-RELAY 0-1OV DIMMING ROOM CONTROLLER | LMRC-211 |  | Electrical | Lighting Relay | WATTSTOPPER | University of San Diego | Manchester Hall |  | 1 | 102A
667423 | Relay (1-4) | MACH_ELECT_LTG_RC1_04 | Yes | Yes | 1-RELAY 0-1OV DIMMING ROOM CONTROLLER | LMRC-211 |  | Electrical | Lighting Relay | WATTSTOPPER | University of San Diego | Manchester Hall |  | 1 | 102B
667424 | Relay (1-4) | MACH_ELECT_LTG_RC1_05 | Yes | Yes | 1-RELAY 0-1OV DIMMING ROOM CONTROLLER | LMRC-211 |  | Electrical | Lighting Relay | WATTSTOPPER | University of San Diego | Manchester Hall |  | 1 | 102C
667425 | Relay (1-4) | MACH_ELECT_LTG_RC1_06 | Yes | Yes | 1-RELAY 0-1OV DIMMING ROOM CONTROLLER | LMRC-211 |  | Electrical | Lighting Relay | WATTSTOPPER | University of San Diego | Manchester Hall |  | 1 | 102F
667426 | Relay (1-4) | MACH_ELECT_LTG_RC1_07 | Yes | Yes | 1-RELAY 0-1OV DIMMING ROOM CONTROLLER | LMRC-211 |  | Electrical | Lighting Relay | WATTSTOPPER | University of San Diego | Manchester Hall |  | 1 | 102E
667427 | Relay (1-4) | MACH_ELECT_LTG_RC1_08 | Yes | Yes | 1-RELAY 0-1OV DIMMING ROOM CONTROLLER | LMRC-211 |  | Electrical | Lighting Relay | WATTSTOPPER | University of San Diego | Manchester Hall |  | 1 | 102D
667430 | Relay (1-4) | MACH_ELECT_LTG_RC1_09 | Yes | Yes | 1-RELAY 0-1OV DIMMING ROOM CONTROLLER | LMRC-211 |  | Electrical | Lighting Relay | WATTSTOPPER | University of San Diego | Manchester Hall |  | 1 | 106
667431 | Relay (1-4) | MACH_ELECT_LTG_RC1_10 | Yes | Yes | 1-RELAY 0-1OV DIMMING ROOM CONTROLLER | LMRC-211 |  | Electrical | Lighting Relay | WATTSTOPPER | University of San Diego | Manchester Hall |  | 1 | 112A
667435 | Relay (1-4) | MACH_ELECT_LTG_RC1_11 | Yes | Yes | 1-RELAY 0-1OV DIMMING ROOM CONTROLLER | LMRC-211 |  | Electrical | Lighting Relay | WATTSTOPPER | University of San Diego | Manchester Hall |  | 1 | 112
667436 | Relay (1-4) | MACH_ELECT_LTG_RC1_12 | Yes | Yes | 1-RELAY 0-1OV DIMMING ROOM CONTROLLER | LMRC-211 |  | Electrical | Lighting Relay | WATTSTOPPER | University of San Diego | Manchester Hall |  | 1 | 112B
667619 | Relay (1-4) | MACH_ELECT_LTG_RC1_13 | Yes | Yes | 1-RELAY 0-1OV DIMMING ROOM CONTROLLER | LMRC-211 |  | Electrical | Lighting Relay | WATTSTOPPER | University of San Diego | Manchester Hall |  | 1 | 112C
667822 | Relay (1-4) | MACH_ELECT_LTG_RC1_14 | Yes | Yes | 1-RELAY 0-1OV DIMMING ROOM CONTROLLER | LMRC-211 |  | Electrical | Lighting Relay | WATTSTOPPER | University of San Diego | Manchester Hall |  | 1 | 114
668179 | Relay (1-4) | MACH_ELECT_LTG_RC1_15 | Yes | Yes | 1-RELAY 0-1OV DIMMING ROOM CONTROLLER | LMRC-211 |  | Electrical | Lighting Relay | WATTSTOPPER | University of San Diego | Manchester Hall |  | 1 | 111
668285 | Relay (1-4) | MACH_ELECT_LTG_RC1_16 | Yes | Yes | 1-RELAY 0-1OV DIMMING ROOM CONTROLLER | LMRC-211 |  | Electrical | Lighting Relay | WATTSTOPPER | University of San Diego | Manchester Hall |  | 1 | 109A
668583 | Relay (1-4) | MACH_ELECT_LTG_RC1_17 | Yes | Yes | 1-RELAY 0-1OV DIMMING ROOM CONTROLLER | LMRC-211 |  | Electrical | Lighting Relay | WATTSTOPPER | University of San Diego | Manchester Hall |  | 1 | 109B
668644 | Relay (1-4) | MACH_ELECT_LTG_RC1_18 | Yes | Yes | 1-RELAY 0-1OV DIMMING ROOM CONTROLLER | LMRC-211 |  | Electrical | Lighting Relay | WATTSTOPPER | University of San Diego | Manchester Hall |  | 1 | 109
669093 | Relay (1-4) | MACH_ELECT_LTG_RC1_19 | Yes | Yes | 1-RELAY 0-1OV DIMMING ROOM CONTROLLER | LMRC-211 |  | Electrical | Lighting Relay | WATTSTOPPER | University of San Diego | Manchester Hall | Unassigned | 1 | 100
673644 | Sensor-Occupancy-Wattstopper-Wall_Switch-Dual_Technology-Single_Relay (LMDW-102-W) | MACH_ELECT_LTG_WS_17 | Yes | Yes | 2-BUTTON DIGITAL DUAL TECHNOLOGY WALL SWITCH OCCUPANCY SENSOR. | LMDW-102-W |  | Electrical | Lighting Sensor Switch | WATTSTOPPER | University of San Diego | Manchester Hall |  | 2 | 201E |  | 5 years
673646 | Sensor-Occupancy-Wattstopper-Wall_Switch-Dual_Technology-Single_Relay (LMDW-102-W) | MACH_ELECT_LTG_WS_18 | Yes | Yes | 2-BUTTON DIGITAL DUAL TECHNOLOGY WALL SWITCH OCCUPANCY SENSOR. | LMDW-102-W |  | Electrical | Lighting Sensor Switch | WATTSTOPPER | University of San Diego | Manchester Hall |  | 2 | 201A |  | 5 years
673651 | Sensor-Occupancy-Wattstopper-Wall_Switch-Dual_Technology-Single_Relay (LMDW-102-W) | MACH_ELECT_LTG_WS_19 | Yes | Yes | 2-BUTTON DIGITAL DUAL TECHNOLOGY WALL SWITCH OCCUPANCY SENSOR. | LMDW-102-W |  | Electrical | Lighting Sensor Switch | WATTSTOPPER | University of San Diego | Manchester Hall |  | 2 | 202A |  | 5 years
673652 | Sensor-Occupancy-Wattstopper-Wall_Switch-Dual_Technology-Single_Relay (LMDW-102-W) | MACH_ELECT_LTG_WS_20 | Yes | Yes | 2-BUTTON DIGITAL DUAL TECHNOLOGY WALL SWITCH OCCUPANCY SENSOR. | LMDW-102-W |  | Electrical | Lighting Sensor Switch | WATTSTOPPER | University of San Diego | Manchester Hall |  | 2 | 202B |  | 5 years
673653 | Sensor-Occupancy-Wattstopper-Wall_Switch-Dual_Technology-Single_Relay (LMDW-102-W) | MACH_ELECT_LTG_WS_21 | Yes | Yes | 2-BUTTON DIGITAL DUAL TECHNOLOGY WALL SWITCH OCCUPANCY SENSOR. | LMDW-102-W |  | Electrical | Lighting Sensor Switch | WATTSTOPPER | University of San Diego | Manchester Hall |  | 2 | 202C |  | 5 years
673654 | Sensor-Occupancy-Wattstopper-Wall_Switch-Dual_Technology-Single_Relay (LMDW-102-W) | MACH_ELECT_LTG_WS_22 | Yes | Yes | 2-BUTTON DIGITAL DUAL TECHNOLOGY WALL SWITCH OCCUPANCY SENSOR. | LMDW-102-W |  | Electrical | Lighting Sensor Switch | WATTSTOPPER | University of San Diego | Manchester Hall |  | 2 | 202D |  | 5 years
673655 | Sensor-Occupancy-Wattstopper-Wall_Switch-Dual_Technology-Single_Relay (LMDW-102-W) | MACH_ELECT_LTG_WS_23 | Yes | Yes | 2-BUTTON DIGITAL DUAL TECHNOLOGY WALL SWITCH OCCUPANCY SENSOR. | LMDW-102-W |  | Electrical | Lighting Sensor Switch | WATTSTOPPER | University of San Diego | Manchester Hall |  | 2 | 202E |  | 5 years
679392 | Sensor-Occupancy-Wattstopper-Wall_Switch-Dual_Technology-Single_Relay (LMDW-102-W) | MACH_ELECT_LTG_WS_24 | Yes | Yes | 2-BUTTON DIGITAL DUAL TECHNOLOGY WALL SWITCH OCCUPANCY SENSOR. | LMDW-102-W |  | Electrical | Lighting Sensor Switch | WATTSTOPPER | University of San Diego | Manchester Hall |  | 2 | 208B |  | 5 years
679393 | Sensor-Occupancy-Wattstopper-Wall_Switch-Dual_Technology-Single_Relay (LMDW-102-W) | MACH_ELECT_LTG_WS_25 | Yes | Yes | 2-BUTTON DIGITAL DUAL TECHNOLOGY WALL SWITCH OCCUPANCY SENSOR. | LMDW-102-W |  | Electrical | Lighting Sensor Switch | WATTSTOPPER | University of San Diego | Manchester Hall |  | 2 | 208C |  | 5 years
679396 | Sensor-Occupancy-Wattstopper-Wall_Switch-Dual_Technology-Single_Relay (LMDW-102-W) | MACH_ELECT_LTG_WS_26 | Yes | Yes | 2-BUTTON DIGITAL DUAL TECHNOLOGY WALL SWITCH OCCUPANCY SENSOR. | LMDW-102-W |  | Electrical | Lighting Sensor Switch | WATTSTOPPER | University of San Diego | Manchester Hall |  | 2 | 208E |  | 5 years
679877 | Wall_Switch-Dimmer-WattStopper-Digital | MACH_ELECT_LTG_DIM_06 | Yes | Yes | 1-BUTTON DIGITAL DIMMING WALL SWITCH | LMDM-101-W |  | Electrical | Lighting Switch | WATTSTOPPER | University of San Diego | Manchester Hall | Undergraduate admission | 2 | 201D |  | 5 years
679888 | Wall_Switch-Dimmer-WattStopper-Digital | MACH_ELECT_LTG_DIM_07 | Yes | Yes | 1-BUTTON DIGITAL DIMMING WALL SWITCH | LMDM-101-W |  | Electrical | Lighting Switch | WATTSTOPPER | University of San Diego | Manchester Hall |  | 2 | 201B |  | 5 years
679918 | Wall_Switch-Dimmer-WattStopper-Digital | MACH_ELECT_LTG_DIM_08 | Yes | Yes | 1-BUTTON DIGITAL DIMMING WALL SWITCH | LMDM-101-W |  | Electrical | Lighting Switch | WATTSTOPPER | University of San Diego | Manchester Hall |  | 2 | 201F |  | 5 years
679921 | Wall_Switch-Dimmer-WattStopper-Digital | MACH_ELECT_LTG_DIM_09 | Yes | Yes | 1-BUTTON DIGITAL DIMMING WALL SWITCH | LMDM-101-W |  | Electrical | Lighting Switch | WATTSTOPPER | University of San Diego | Manchester Hall |  | 2 | 201F |  | 5 years
679922 | Wall_Switch-Dimmer-WattStopper-Digital | MACH_ELECT_LTG_DIM_10 | Yes | Yes | 1-BUTTON DIGITAL DIMMING WALL SWITCH | LMDM-101-W |  | Electrical | Lighting Switch | WATTSTOPPER | University of San Diego | Manchester Hall |  | 2 | 2001 |  | 5 years
679924 | Wall_Switch-Dimmer-WattStopper-Digital | MACH_ELECT_LTG_DIM_11 | Yes | Yes | 1-BUTTON DIGITAL DIMMING WALL SWITCH | LMDM-101-W |  | Electrical | Lighting Switch | WATTSTOPPER | University of San Diego | Manchester Hall |  | 2 | 2001 |  | 5 years
679925 | Wall_Switch-Dimmer-WattStopper-Digital | MACH_ELECT_LTG_DIM_12 | Yes | Yes | 1-BUTTON DIGITAL DIMMING WALL SWITCH | LMDM-101-W |  | Electrical | Lighting Switch | WATTSTOPPER | University of San Diego | Manchester Hall |  | 2 | 205 |  | 5 years
681554 | Sensor-Occupancy-Wattstopper-Wall_Switch-Dual_Technology-Single_Relay (LMDW-102-W) | MACH_ELECT_LTG_WS_27 | Yes | Yes | 2-BUTTON DIGITAL DUAL TECHNOLOGY WALL SWITCH OCCUPANCY SENSOR. | LMDW-102-W |  | Electrical | Lighting Sensor Switch | WATTSTOPPER | University of San Diego | Manchester Hall |  | 2 | 205B |  | 5 years
681869 | Sensor-Occupancy-Wattstopper-Wall_Switch-Dual_Technology-Single_Relay (LMDW-102-W) | MACH_ELECT_LTG_WS_28 | Yes | Yes | 2-BUTTON DIGITAL DUAL TECHNOLOGY WALL SWITCH OCCUPANCY SENSOR. | LMDW-102-W |  | Electrical | Lighting Sensor Switch | WATTSTOPPER | University of San Diego | Manchester Hall |  | 2 | 205E |  | 5 years
681912 | Relay (1-4) | MACH_ELECT_LTG_RC1_20 | Yes | Yes | 1-RELAY 0-1OV DIMMING ROOM CONTROLLER | LMRC-211 |  | Electrical | Lighting Relay | WATTSTOPPER | University of San Diego | Manchester Hall | Undergraduate admission | 2 | 201C
681913 | Relay (1-4) | MACH_ELECT_LTG_RC1_21 | Yes | Yes | 1-RELAY 0-1OV DIMMING ROOM CONTROLLER | LMRC-211 |  | Electrical | Lighting Relay | WATTSTOPPER | University of San Diego | Manchester Hall | Undergraduate admission | 2 | 201D
681914 | Relay (1-4) | MACH_ELECT_LTG_RC1_22 | Yes | Yes | 1-RELAY 0-1OV DIMMING ROOM CONTROLLER | LMRC-211 |  | Electrical | Lighting Relay | WATTSTOPPER | University of San Diego | Manchester Hall |  | 2 | 201B
681915 | Relay (1-4) | MACH_ELECT_LTG_RC1_23 | Yes | Yes | 1-RELAY 0-1OV DIMMING ROOM CONTROLLER | LMRC-211 |  | Electrical | Lighting Relay | WATTSTOPPER | University of San Diego | Manchester Hall |  | 2 | 201
681916 | Relay (1-4) | MACH_ELECT_LTG_RC1_24 | Yes | Yes | 1-RELAY 0-1OV DIMMING ROOM CONTROLLER | LMRC-211 |  | Electrical | Lighting Relay | WATTSTOPPER | University of San Diego | Manchester Hall |  | 2 | 201A
681917 | Relay (1-4) | MACH_ELECT_LTG_RC1_25 | Yes | Yes | 1-RELAY 0-1OV DIMMING ROOM CONTROLLER | LMRC-211 |  | Electrical | Lighting Relay | WATTSTOPPER | University of San Diego | Manchester Hall |  | 2 | 201E
681918 | Relay (1-4) | MACH_ELECT_LTG_RC1_26 | Yes | Yes | 1-RELAY 0-1OV DIMMING ROOM CONTROLLER | LMRC-211 |  | Electrical | Lighting Relay | WATTSTOPPER | University of San Diego | Manchester Hall |  | 2 | 205A
681919 | Relay (1-4) | MACH_ELECT_LTG_RC1_27 | Yes | Yes | 1-RELAY 0-1OV DIMMING ROOM CONTROLLER | LMRC-211 |  | Electrical | Lighting Relay | WATTSTOPPER | University of San Diego | Manchester Hall |  | 2 | 205
681920 | Relay (1-4) | MACH_ELECT_LTG_RC1_28 | Yes | Yes | 1-RELAY 0-1OV DIMMING ROOM CONTROLLER | LMRC-211 |  | Electrical | Lighting Relay | WATTSTOPPER | University of San Diego | Manchester Hall |  | 2 | 205C
681922 | Relay (1-4) | MACH_ELECT_LTG_RC1_29 | Yes | Yes | 1-RELAY 0-1OV DIMMING ROOM CONTROLLER | LMRC-211 |  | Electrical | Lighting Relay | WATTSTOPPER | University of San Diego | Manchester Hall |  | 2 | 208D
687145 | Relay (1-4) | MACH_ELECT_LTG_RC2_01 | Yes | Yes | 2-RELAY 0-1OV DIMMING ROOM CONTROLLER | LMRC-212 |  | Electrical | Lighting Relay | WATTSTOPPER | University of San Diego | Manchester Hall |  | 2 | 205E
687587 | Relay (1-4) | MACH_ELECT_LTG_RC1_30 | Yes | Yes | 1-RELAY 0-1OV DIMMING ROOM CONTROLLER | LMRC-211 |  | Electrical | Lighting Relay | WATTSTOPPER | University of San Diego | Manchester Hall |  | 2 | 205B
687833 | Relay (1-4) | MACH_ELECT_LTG_RC1_31 | Yes | Yes | 1-RELAY 0-1OV DIMMING ROOM CONTROLLER | LMRC-211 |  | Electrical | Lighting Relay | WATTSTOPPER | University of San Diego | Manchester Hall |  | 2 | 208E
688324 | Relay (1-4) | MACH_ELECT_LTG_RC2_02 | Yes | Yes | 2-RELAY 0-1OV DIMMING ROOM CONTROLLER | LMRC-212 |  | Electrical | Lighting Relay | WATTSTOPPER | University of San Diego | Manchester Hall |  | 2 | 200
688489 | Relay (1-4) | MACH_ELECT_LTG_RC1_32 | Yes | Yes | 1-RELAY 0-1OV DIMMING ROOM CONTROLLER | LMRC-211 |  | Electrical | Lighting Relay | WATTSTOPPER | University of San Diego | Manchester Hall |  | 2 | 202A
688600 | Relay (1-4) | MACH_ELECT_LTG_RC1_33 | Yes | Yes | 1-RELAY 0-1OV DIMMING ROOM CONTROLLER | LMRC-211 |  | Electrical | Lighting Relay | WATTSTOPPER | University of San Diego | Manchester Hall |  | 2 | 202B
688694 | Relay (1-4) | MACH_ELECT_LTG_RC1_34 | Yes | Yes | 1-RELAY 0-1OV DIMMING ROOM CONTROLLER | LMRC-211 |  | Electrical | Lighting Relay | WATTSTOPPER | University of San Diego | Manchester Hall |  | 2 | 202C
688747 | Relay (1-4) | MACH_ELECT_LTG_RC1_35 | Yes | Yes | 1-RELAY 0-1OV DIMMING ROOM CONTROLLER | LMRC-211 |  | Electrical | Lighting Relay | WATTSTOPPER | University of San Diego | Manchester Hall |  | 2 | 202D
688867 | Relay (1-4) | MACH_ELECT_LTG_RC1_36 | Yes | Yes | 1-RELAY 0-1OV DIMMING ROOM CONTROLLER | LMRC-211 |  | Electrical | Lighting Relay | WATTSTOPPER | University of San Diego | Manchester Hall |  | 2 | 202E
688976 | Relay (1-4) | MACH_ELECT_LTG_RC1_37 | Yes | Yes | 1-RELAY 0-1OV DIMMING ROOM CONTROLLER | LMRC-211 |  | Electrical | Lighting Relay | WATTSTOPPER | University of San Diego | Manchester Hall |  | 2 | 202
689199 | Relay (1-4) | MACH_ELECT_LTG_RC1_38 | Yes | Yes | 1-RELAY 0-1OV DIMMING ROOM CONTROLLER | LMRC-211 |  | Electrical | Lighting Relay | WATTSTOPPER | University of San Diego | Manchester Hall |  | 2 | 206
689593 | Relay (1-4) | MACH_ELECT_LTG_RC3_01 | Yes | Yes | 3-RELAY 0-1OV DIMMING ROOM CONTROLLER | LMRC-213 |  | Electrical | Lighting Relay | WATTSTOPPER | University of San Diego | Manchester Hall |  | 2 | 208
689737 | Relay (1-4) | MACH_ELECT_LTG_RC1_39 | Yes | Yes | 1-RELAY 0-1OV DIMMING ROOM CONTROLLER | LMRC-211 |  | Electrical | Lighting Relay | WATTSTOPPER | University of San Diego | Manchester Hall |  | 2 | 208A
689826 | Relay (1-4) | MACH_ELECT_LTG_RC1_40 | Yes | Yes | 1-RELAY 0-1OV DIMMING ROOM CONTROLLER | LMRC-211 |  | Electrical | Lighting Relay | WATTSTOPPER | University of San Diego | Manchester Hall |  | 2 | 210
689886 | Relay (1-4) | MACH_ELECT_LTG_RC1_41 | Yes | Yes | 1-RELAY 0-1OV DIMMING ROOM CONTROLLER | LMRC-211 |  | Electrical | Lighting Relay | WATTSTOPPER | University of San Diego | Manchester Hall |  | 2 | 208C
690085 | Relay (1-4) | MACH_ELECT_LTG_RC1_42 | Yes | Yes | 1-RELAY 0-1OV DIMMING ROOM CONTROLLER | LMRC-211 |  | Electrical | Lighting Relay | WATTSTOPPER | University of San Diego | Manchester Hall |  | 2 | 208B
692068 | Relay (1-4) | MACH_ELECT_LTG_RC2_03 | Yes | Yes | 2-RELAY 0-1OV DIMMING ROOM CONTROLLER | LMRC-212 |  | Electrical | Lighting Relay | WATTSTOPPER | University of San Diego | Manchester Hall |  | 1 | 101C
692069 | Relay (1-4) | MACH_ELECT_LTG_RC3_02 | Yes | Yes | 3-RELAY 0-1OV DIMMING ROOM CONTROLLER | LMRC-213 |  | Electrical | Lighting Relay | WATTSTOPPER | University of San Diego | Manchester Hall |  | 1 | 101
692071 | Relay (1-4) | MACH_ELECT_LTG_RC1_43 | Yes | Yes | 1-RELAY 0-1OV DIMMING ROOM CONTROLLER | LMRC-211 |  | Electrical | Lighting Relay | WATTSTOPPER | University of San Diego | Manchester Hall |  | 1 | 102
693535 | Wall_Switch-Dimmer-WattStopper-Digital | MACH_ELECT_LTG_DIM_13 | Yes | Yes | 1-BUTTON DIGITAL DIMMING WALL SWITCH | LMDM-101-W |  | Electrical | Lighting Switch | WATTSTOPPER | University of San Diego | Manchester Hall |  | 2 | 210 |  | 5 years
693539 | Wall_Switch-Dimmer-WattStopper-Digital | MACH_ELECT_LTG_DIM_14 | Yes | Yes | 1-BUTTON DIGITAL DIMMING WALL SWITCH | LMDM-101-W |  | Electrical | Lighting Switch | WATTSTOPPER | University of San Diego | Manchester Hall |  | 2 | 203 |  | 5 years
693543 | Wall_Switch-Dimmer-WattStopper-Digital | MACH_ELECT_LTG_DIM_15 | Yes | Yes | 1-BUTTON DIGITAL DIMMING WALL SWITCH | LMDM-101-W |  | Electrical | Lighting Switch | WATTSTOPPER | University of San Diego | Manchester Hall |  | 2 | 208D |  | 5 years
693556 | Wall_Switch-Dimmer-WattStopper-Digital | MACH_ELECT_LTG_DIM_16 | Yes | Yes | 1-BUTTON DIGITAL DIMMING WALL SWITCH | LMDM-101-W |  | Electrical | Lighting Switch | WATTSTOPPER | University of San Diego | Manchester Hall |  | 2 | 208A |  | 5 years
693558 | Wall_Switch-Dimmer-WattStopper-Digital | MACH_ELECT_LTG_DIM_17 | Yes | Yes | 1-BUTTON DIGITAL DIMMING WALL SWITCH | LMDM-101-W |  | Electrical | Lighting Switch | WATTSTOPPER | University of San Diego | Manchester Hall |  | 2 | 200 |  | 5 years
693561 | Wall_Switch-Dimmer-WattStopper-Digital | MACH_ELECT_LTG_DIM_18 | Yes | Yes | 1-BUTTON DIGITAL DIMMING WALL SWITCH | LMDM-101-W |  | Electrical | Lighting Switch | WATTSTOPPER | University of San Diego | Manchester Hall |  | 2 | 200 |  | 5 years
693936 | Wall_Switch-Dimmer-WattStopper-Digital | MACH_ELECT_LTG_DIM_19 | Yes | Yes | 1-BUTTON DIGITAL DIMMING WALL SWITCH | LMDM-101-W |  | Electrical | Lighting Switch | WATTSTOPPER | University of San Diego | Manchester Hall |  | 2 | 202 |  | 5 years
693938 | Wall_Switch-Dimmer-WattStopper-Digital | MACH_ELECT_LTG_DIM_20 | Yes | Yes | 1-BUTTON DIGITAL DIMMING WALL SWITCH | LMDM-101-W |  | Electrical | Lighting Switch | WATTSTOPPER | University of San Diego | Manchester Hall |  | 2 | 206 |  | 5 years
693939 | Wall_Switch-Dimmer-WattStopper-Digital | MACH_ELECT_LTG_DIM_21 | Yes | Yes | 1-BUTTON DIGITAL DIMMING WALL SWITCH | LMDM-101-W |  | Electrical | Lighting Switch | WATTSTOPPER | University of San Diego | Manchester Hall |  | 2 | 200 |  | 5 years
697031 | Wall_Switch-Dimmer-WattStopper-Digital | MACH_ELECT_LTG_DIM_22 | Yes | Yes | 1-BUTTON DIGITAL DIMMING WALL SWITCH | LMDM-101-W |  | Electrical | Lighting Switch | WATTSTOPPER | University of San Diego | Manchester Hall |  | 2 | 201 |  | 5 years
697365 | Relay (1-4) | MACH_ELECT_LTG_RC1_44 | Yes | Yes | 1-RELAY 0-1OV DIMMING ROOM CONTROLLER | LMRC-211 |  | Electrical | Lighting Relay | WATTSTOPPER | University of San Diego | Manchester Hall |  | 2 | 202
528315 | POWER RECEPTACLE | MACH_ELECT_RCT_03 | Yes | Yes | SPLIT-WIRED DUPLEX RECEPTACLE |  |  |  | Receptacle |  | University of San Diego | Manchester Hall | Career Development Ctr | 1 | 101A
528326 | TELECOMMUNICATION OUTLETS | MACH_ELECT_TCO_F4_03 | Yes | Yes | FLUSH MOUNTED TELECOMMUNICATIONS OUTLET 4 |  |  |  | Communication Outlet |  | University of San Diego | Manchester Hall | Career Development Ctr | 1 | 101A
528379 | POWER RECEPTACLE | MACH_ELECT_RCT_04 | Yes | Yes | SPLIT-WIRED DUPLEX RECEPTACLE |  |  |  | Receptacle |  | University of San Diego | Manchester Hall | Career Development Ctr | 1 | 101A
528415 | POWER RECEPTACLE | MACH_ELECT_RCT_05 | Yes | Yes | SPLIT-WIRED DUPLEX RECEPTACLE |  |  |  | Receptacle |  | University of San Diego | Manchester Hall | Career Development Ctr | 1 | 101
528566 | TELECOMMUNICATION OUTLETS | MACH_ELECT_TCO_F4_04 | Yes | Yes | FLUSH MOUNTED TELECOMMUNICATIONS OUTLET 4 |  |  |  | Communication Outlet |  | University of San Diego | Manchester Hall | Career Development Ctr | 1 | 101A
528603 | TELECOMMUNICATION OUTLETS | MACH_ELECT_TCO_F4_05 | Yes | Yes | FLUSH MOUNTED TELECOMMUNICATIONS OUTLET 4 |  |  |  | Communication Outlet |  | University of San Diego | Manchester Hall | Career Development Ctr | 1 | 101
618197 | WALL MOUNTED JB | MACH_ELECT_WM_JB_01 | Yes | Yes | CABLE TO IDF ROOM FOR WIRELESS ACCESS POINT (WAP) |  |  |  | Junction Box |  | University of San Diego | Manchester Hall |  | 1
618199 | WALL MOUNTED JB | MACH_ELECT_WM_JB_02 | Yes | Yes | CABLE TO IDF ROOM FOR WIRELESS ACCESS POINT (WAP) |  |  |  | Junction Box |  | University of San Diego | Manchester Hall |  | 1
618201 | WALL MOUNTED JB | MACH_ELECT_WM_JB_03 | Yes | Yes | CABLE TO IDF ROOM FOR WIRELESS ACCESS POINT (WAP) |  |  |  | Junction Box |  | University of San Diego | Manchester Hall |  | 1
618203 | WALL MOUNTED JB | MACH_ELECT_WM_JB_04 | Yes | Yes | CABLE TO IDF ROOM FOR WIRELESS ACCESS POINT (WAP) |  |  |  | Junction Box |  | University of San Diego | Manchester Hall |  | 1
618205 | WALL MOUNTED JB | MACH_ELECT_WM_JB_05 | Yes | Yes | CABLE TO IDF ROOM FOR WIRELESS ACCESS POINT (WAP) |  |  |  | Junction Box |  | University of San Diego | Manchester Hall |  | 1
618207 | WALL MOUNTED JB | MACH_ELECT_WM_JB_06 | Yes | Yes | CABLE TO IDF ROOM FOR WIRELESS ACCESS POINT (WAP) |  |  |  | Junction Box |  | University of San Diego | Manchester Hall |  | 1 | 100
618209 | WALL MOUNTED JB | MACH_ELECT_WM_JB_07 | Yes | Yes | CABLE TO IDF ROOM FOR WIRELESS ACCESS POINT (WAP) |  |  |  | Junction Box |  | University of San Diego | Manchester Hall | Unassigned | 1 | 100
619318 | WALL MOUNTED JB | MACH_ELECT_WM_JB_08 | Yes | Yes | CABLE TO IDF ROOM FOR WIRELESS ACCESS POINT (WAP) |  |  |  | Junction Box |  | University of San Diego | Manchester Hall |  | 2 | 208
619320 | WALL MOUNTED JB | MACH_ELECT_WM_JB_09 | Yes | Yes | CABLE TO IDF ROOM FOR WIRELESS ACCESS POINT (WAP) |  |  |  | Junction Box |  | University of San Diego | Manchester Hall |  | 2 | 208
548484 | Sensor-Occupancy-Wattstopper-Ceiling-Dual_Technology | MACH_ELECT_LS_CS_01 | Yes | Yes | DIGITAL DUAL TECHNOLOGY CEILING MOUNT OCCUPANCY SENSOR | LMDC-100 |  | Electrical | Lighting Sensor | WATTSTOPPER | University of San Diego | Manchester Hall |  | 1 | 101 |  | 5 years
548485 | Sensor-Occupancy-Wattstopper-Ceiling-Dual_Technology | MACH_ELECT_LS_CS_02 | Yes | Yes | DIGITAL DUAL TECHNOLOGY CEILING MOUNT OCCUPANCY SENSOR | LMDC-100 |  | Electrical | Lighting Sensor | WATTSTOPPER | University of San Diego | Manchester Hall |  | 1 | 101 |  | 5 years
548486 | Sensor-Occupancy-Wattstopper-Ceiling-Dual_Technology | MACH_ELECT_LS_CS_03 | Yes | Yes | DIGITAL DUAL TECHNOLOGY CEILING MOUNT OCCUPANCY SENSOR | LMDC-100 |  | Electrical | Lighting Sensor | WATTSTOPPER | University of San Diego | Manchester Hall |  | 1 | 101C |  | 5 years
548487 | Sensor-Occupancy-Wattstopper-Ceiling-Dual_Technology | MACH_ELECT_LS_CS_04 | Yes | Yes | DIGITAL DUAL TECHNOLOGY CEILING MOUNT OCCUPANCY SENSOR | LMDC-100 |  | Electrical | Lighting Sensor | WATTSTOPPER | University of San Diego | Manchester Hall | Unassigned | 1 | 100 |  | 5 years
548491 | Sensor-Occupancy-Wattstopper-Ceiling-Dual_Technology | MACH_ELECT_LS_CS_05 | Yes | Yes | DIGITAL DUAL TECHNOLOGY CEILING MOUNT OCCUPANCY SENSOR | LMDC-100 |  | Electrical | Lighting Sensor | WATTSTOPPER | University of San Diego | Manchester Hall | Unassigned | 1 | 100 |  | 5 years
548493 | Sensor-Occupancy-Wattstopper-Ceiling-Dual_Technology | MACH_ELECT_LS_CS_06 | Yes | Yes | DIGITAL DUAL TECHNOLOGY CEILING MOUNT OCCUPANCY SENSOR | LMDC-100 |  | Electrical | Lighting Sensor | WATTSTOPPER | University of San Diego | Manchester Hall |  | 1 | 1002 |  | 5 years
548495 | Sensor-Occupancy-Wattstopper-Ceiling-Dual_Technology | MACH_ELECT_LS_CS_07 | Yes | Yes | DIGITAL DUAL TECHNOLOGY CEILING MOUNT OCCUPANCY SENSOR | LMDC-100 |  | Electrical | Lighting Sensor | WATTSTOPPER | University of San Diego | Manchester Hall |  | 1 | 112 |  | 5 years
548497 | Sensor-Occupancy-Wattstopper-Ceiling-Dual_Technology | MACH_ELECT_LS_CS_08 | Yes | Yes | DIGITAL DUAL TECHNOLOGY CEILING MOUNT OCCUPANCY SENSOR | LMDC-100 |  | Electrical | Lighting Sensor | WATTSTOPPER | University of San Diego | Manchester Hall |  | 1 | 101 |  | 5 years
548636 | POWER RECEPTACLE | MACH_ELECT_RCT_06 | Yes | Yes | SPLIT-WIRED QUADRUPLEX RECEPTACLE |  |  |  | Receptacle |  | University of San Diego | Manchester Hall | Undergraduate admission | 2 | 201D
548647 | POWER RECEPTACLE | MACH_ELECT_RCT_07 | Yes | Yes | SPLIT-WIRED DUPLEX RECEPTACLE |  |  |  | Receptacle |  | University of San Diego | Manchester Hall | Undergraduate admission | 2 | 201D
548659 | POWER RECEPTACLE | MACH_ELECT_RCT_08 | Yes | Yes | SPLIT-WIRED QUADRUPLEX RECEPTACLE |  |  |  | Receptacle |  | University of San Diego | Manchester Hall | Undergraduate admission | 2 | 201C
548661 | TELECOMMUNICATION OUTLETS | MACH_ELECT_TCO_F4_07 | Yes | Yes | FLUSH MOUNTED TELECOMMUNICATIONS OUTLET 4 |  |  |  | Communication Outlet |  | University of San Diego | Manchester Hall | Undergraduate admission | 2 | 201C
548662 | POWER RECEPTACLE | MACH_ELECT_RCT_09 | Yes | Yes | SPLIT-WIRED QUADRUPLEX RECEPTACLE |  |  |  | Receptacle |  | University of San Diego | Manchester Hall | Undergraduate admission | 2 | 201C
548664 | POWER RECEPTACLE | MACH_ELECT_RCT_10 | Yes | Yes | SPLIT-WIRED QUADRUPLEX RECEPTACLE |  |  |  | Receptacle |  | University of San Diego | Manchester Hall |  | 2 | 201B
548666 | TELECOMMUNICATION OUTLETS | MACH_ELECT_TCO_F4_08 | Yes | Yes | FLUSH MOUNTED TELECOMMUNICATIONS OUTLET 4 |  |  |  | Communication Outlet |  | University of San Diego | Manchester Hall | Undergraduate admission | 2 | 201C
548667 | TELECOMMUNICATION OUTLETS | MACH_ELECT_TCO_F4_09 | Yes | Yes | FLUSH MOUNTED TELECOMMUNICATIONS OUTLET 4 |  |  |  | Communication Outlet |  | University of San Diego | Manchester Hall | Undergraduate Admissions | 2 | 201B
548668 | POWER RECEPTACLE | MACH_ELECT_RCT_11 | Yes | Yes | SPLIT-WIRED DUPLEX RECEPTACLE |  |  |  | Receptacle |  | University of San Diego | Manchester Hall | Undergraduate admission | 2 | 201C
548670 | POWER RECEPTACLE | MACH_ELECT_RCT_12 | Yes | Yes | SPLIT-WIRED QUADRUPLEX RECEPTACLE |  |  |  | Receptacle |  | University of San Diego | Manchester Hall |  | 2 | 201B
548672 | TELECOMMUNICATION OUTLETS | MACH_ELECT_TCO_F4_10 | Yes | Yes | FLUSH MOUNTED TELECOMMUNICATIONS OUTLET 4 |  |  |  | Communication Outlet |  | University of San Diego | Manchester Hall | Undergraduate Admissions | 2 | 201B
548673 | POWER RECEPTACLE | MACH_ELECT_RCT_13 | Yes | Yes | SPLIT WIRE DUPLEX RECEPTACLE |  |  |  | Receptacle |  | University of San Diego | Manchester Hall |  | 2 | 201B
548675 | POWER RECEPTACLE | MACH_ELECT_RCT_14 | Yes | Yes | SPLIT-WIRED QUADRUPLEX RECEPTACLE |  |  |  | Receptacle |  | University of San Diego | Manchester Hall | Undergraduate Admissions | 2 | 201A
548677 | TELECOMMUNICATION OUTLETS | MACH_ELECT_TCO_F4_11 | Yes | Yes | FLUSH MOUNTED TELECOMMUNICATIONS OUTLET 4 |  |  |  | Communication Outlet |  | University of San Diego | Manchester Hall | Undergraduate Admissions | 2 | 201A
548678 | POWER RECEPTACLE | MACH_ELECT_RCT_15 | Yes | Yes | SPLIT WIRE DUPLEX RECEPTACLE |  |  |  | Receptacle |  | University of San Diego | Manchester Hall | Undergraduate Admissions | 2 | 201A
548680 | POWER RECEPTACLE | MACH_ELECT_RCT_16 | Yes | Yes | SPLIT-WIRED QUADRUPLEX RECEPTACLE |  |  |  | Receptacle |  | University of San Diego | Manchester Hall | Undergraduate Admissions | 2 | 201A
548682 | TELECOMMUNICATION OUTLETS | MACH_ELECT_TCO_F4_12 | Yes | Yes | FLUSH MOUNTED TELECOMMUNICATIONS OUTLET 4 |  |  |  | Communication Outlet |  | University of San Diego | Manchester Hall | Undergraduate Admissions | 2 | 201A
548683 | POWER RECEPTACLE | MACH_ELECT_RCT_17 | Yes | Yes | SPLIT-WIRED DUPLEX RECEPTACLE |  |  |  | Receptacle |  | University of San Diego | Manchester Hall | Undergraduate admission | 2 | 201D
548684 | TELECOMMUNICATION OUTLETS | MACH_ELECT_TCO_F4_13 | Yes | Yes | FLUSH MOUNTED TELECOMMUNICATIONS OUTLET 4 |  |  |  | Communication Outlet |  | University of San Diego | Manchester Hall | Undergraduate Admissions | 2 | 201
548685 | POWER RECEPTACLE | MACH_ELECT_RCT_18 | Yes | Yes | SPLIT-WIRED QUADRUPLEX RECEPTACLE |  |  |  | Receptacle |  | University of San Diego | Manchester Hall | Undergraduate admission | 2 | 201D
548687 | POWER RECEPTACLE | MACH_ELECT_RCT_19 | Yes | Yes | SPLIT-WIRED QUADRUPLEX RECEPTACLE |  |  |  | Receptacle |  | University of San Diego | Manchester Hall | Undergraduate Admissions | 2 | 201E
548689 | TELECOMMUNICATION OUTLETS | MACH_ELECT_TCO_F4_14 | Yes | Yes | FLUSH MOUNTED TELECOMMUNICATIONS OUTLET 4 |  |  |  | Communication Outlet |  | University of San Diego | Manchester Hall | Undergraduate admission | 2 | 201D
548691 | TELECOMMUNICATION OUTLETS | MACH_ELECT_TCO_F4_15 | Yes | Yes | FLUSH MOUNTED TELECOMMUNICATIONS OUTLET 4 |  |  |  | Communication Outlet |  | University of San Diego | Manchester Hall | Undergraduate Admissions | 2 | 201E
548692 | POWER RECEPTACLE | MACH_ELECT_RCT_20 | Yes | Yes | SPLIT WIRE DUPLEX RECEPTACLE |  |  |  | Receptacle |  | University of San Diego | Manchester Hall | Undergraduate Admissions | 2 | 201E
548693 | POWER RECEPTACLE | MACH_ELECT_RCT_21 | Yes | Yes | SPLIT-WIRED QUADRUPLEX RECEPTACLE |  |  |  | Receptacle |  | University of San Diego | Manchester Hall | Undergraduate Admissions | 2 | 201E
548695 | POWER RECEPTACLE | MACH_ELECT_RCT_22 | Yes | Yes | SPLIT-WIRED QUADRUPLEX RECEPTACLE |  |  |  | Receptacle |  | University of San Diego | Manchester Hall | Undergraduate Admissions | 2 | 201F
548697 | TELECOMMUNICATION OUTLETS | MACH_ELECT_TCO_F4_16 | Yes | Yes | FLUSH MOUNTED TELECOMMUNICATIONS OUTLET 4 |  |  |  | Communication Outlet |  | University of San Diego | Manchester Hall | Undergraduate Admissions | 2 | 201E
548698 | TELECOMMUNICATION OUTLETS | MACH_ELECT_TCO_F4_17 | Yes | Yes | FLUSH MOUNTED TELECOMMUNICATIONS OUTLET 4 |  |  |  | Communication Outlet |  | University of San Diego | Manchester Hall | Undergraduate Admissions | 2 | 201F
548699 | POWER RECEPTACLE | MACH_ELECT_RCT_23 | Yes | Yes | SPLIT-WIRED QUADRUPLEX RECEPTACLE |  |  |  | Receptacle |  | University of San Diego | Manchester Hall | Undergraduate Admissions | 2 | 201F
548701 | TELECOMMUNICATION OUTLETS | MACH_ELECT_TCO_F4_18 | Yes | Yes | FLUSH MOUNTED TELECOMMUNICATIONS OUTLET 4 |  |  |  | Communication Outlet |  | University of San Diego | Manchester Hall | Undergraduate Admissions | 2 | 201F
548702 | POWER RECEPTACLE | MACH_ELECT_RCT_24 | Yes | Yes | SPLIT-WIRED QUADRUPLEX RECEPTACLE |  |  |  | Receptacle |  | University of San Diego | Manchester Hall | Undergraduate Admissions | 2 | 201F
548703 | TELECOMMUNICATION OUTLETS | MACH_ELECT_TCO_F4_19 | Yes | Yes | FLUSH MOUNTED TELECOMMUNICATIONS OUTLET 4 |  |  |  | Communication Outlet |  | University of San Diego | Manchester Hall | Undergraduate Admissions | 2 | 201F
548721 | TELECOMMUNICATION OUTLETS | MACH_ELECT_TCO_F4_20 | Yes | Yes | FLUSH MOUNTED TELECOMMUNICATIONS OUTLET 4 |  |  |  | Communication Outlet |  | University of San Diego | Manchester Hall | Career Development Ctr | 2 | 202A
548723 | POWER RECEPTACLE | MACH_ELECT_RCT_25 | Yes | Yes | SPLIT-WIRED QUADRUPLEX RECEPTACLE |  |  |  | Receptacle |  | University of San Diego | Manchester Hall | Career Development Ctr | 2 | 202A
548724 | POWER RECEPTACLE | MACH_ELECT_RCT_26 | Yes | Yes | SPLIT-WIRED QUADRUPLEX RECEPTACLE |  |  |  | Receptacle |  | University of San Diego | Manchester Hall | Career Development Ctr | 2 | 202B
548726 | POWER RECEPTACLE | MACH_ELECT_RCT_27 | Yes | Yes | SPLIT-WIRED QUADRUPLEX RECEPTACLE |  |  |  | Receptacle |  | University of San Diego | Manchester Hall | Career Development Ctr | 2 | 202A
548728 | TELECOMMUNICATION OUTLETS | MACH_ELECT_TCO_F4_21 | Yes | Yes | FLUSH MOUNTED TELECOMMUNICATIONS OUTLET 4 |  |  |  | Communication Outlet |  | University of San Diego | Manchester Hall | Career Development Ctr | 2 | 202B
548729 | TELECOMMUNICATION OUTLETS | MACH_ELECT_TCO_F4_22 | Yes | Yes | FLUSH MOUNTED TELECOMMUNICATIONS OUTLET 4 |  |  |  | Communication Outlet |  | University of San Diego | Manchester Hall | Career Development Ctr | 2 | 202A
548730 | POWER RECEPTACLE | MACH_ELECT_RCT_28 | Yes | Yes | SPLIT-WIRED QUADRUPLEX RECEPTACLE |  |  |  | Receptacle |  | University of San Diego | Manchester Hall | Career Development Ctr | 2 | 202B
548732 | POWER RECEPTACLE | MACH_ELECT_RCT_29 | Yes | Yes | SPLIT-WIRED QUADRUPLEX RECEPTACLE |  |  |  | Receptacle |  | University of San Diego | Manchester Hall | Career Development Ctr | 2 | 202C
548734 | TELECOMMUNICATION OUTLETS | MACH_ELECT_TCO_F4_23 | Yes | Yes | FLUSH MOUNTED TELECOMMUNICATIONS OUTLET 4 |  |  |  | Communication Outlet |  | University of San Diego | Manchester Hall | Career Development Ctr | 2 | 202B
548735 | TELECOMMUNICATION OUTLETS | MACH_ELECT_TCO_F4_24 | Yes | Yes | FLUSH MOUNTED TELECOMMUNICATIONS OUTLET 4 |  |  |  | Communication Outlet |  | University of San Diego | Manchester Hall | Career Development Ctr | 2 | 202C
548736 | TELECOMMUNICATION OUTLETS | MACH_ELECT_TCO_F4_25 | Yes | Yes | FLUSH MOUNTED TELECOMMUNICATIONS OUTLET 4 |  |  |  | Communication Outlet |  | University of San Diego | Manchester Hall | Career Development Ctr | 2 | 202C
548737 | POWER RECEPTACLE | MACH_ELECT_RCT_30 | Yes | Yes | SPLIT-WIRED QUADRUPLEX RECEPTACLE |  |  |  | Receptacle |  | University of San Diego | Manchester Hall | Career Development Ctr | 2 | 202C
548738 | POWER RECEPTACLE | MACH_ELECT_RCT_31 | Yes | Yes | SPLIT-WIRED DUPLEX RECEPTACLE |  |  |  | Receptacle |  | University of San Diego | Manchester Hall | Career Development Ctr | 2 | 202B
548739 | POWER RECEPTACLE | MACH_ELECT_RCT_32 | Yes | Yes | SPLIT-WIRED QUADRUPLEX RECEPTACLE |  |  |  | Receptacle |  | University of San Diego | Manchester Hall | Career Development Ctr | 2 | 202
548742 | TELECOMMUNICATION OUTLETS | MACH_ELECT_TCO_F4_26 | Yes | Yes | FLUSH MOUNTED TELECOMMUNICATIONS OUTLET 4 |  |  |  | Communication Outlet |  | University of San Diego | Manchester Hall | Career Development Ctr | 2 | 202
548744 | POWER RECEPTACLE | MACH_ELECT_RCT_33 | Yes | Yes | SPLIT-WIRED DUPLEX RECEPTACLE |  |  |  | Receptacle |  | University of San Diego | Manchester Hall | Career Development Ctr | 2 | 202D
548746 | POWER RECEPTACLE | MACH_ELECT_RCT_34 | Yes | Yes | SPLIT-WIRED QUADRUPLEX RECEPTACLE |  |  |  | Receptacle |  | University of San Diego | Manchester Hall | Career Development Ctr | 2 | 202E
548748 | TELECOMMUNICATION OUTLETS | MACH_ELECT_TCO_F4_27 | Yes | Yes | FLUSH MOUNTED TELECOMMUNICATIONS OUTLET 4 |  |  |  | Communication Outlet |  | University of San Diego | Manchester Hall | Career Development Ctr | 2 | 202E
548749 | POWER RECEPTACLE | MACH_ELECT_RCT_35 | Yes | Yes | SPLIT-WIRED QUADRUPLEX RECEPTACLE |  |  |  | Receptacle |  | University of San Diego | Manchester Hall | Career Development Ctr | 2 | 202D
548751 | POWER RECEPTACLE | MACH_ELECT_RCT_36 | Yes | Yes | SPLIT-WIRED QUADRUPLEX RECEPTACLE |  |  |  | Receptacle |  | University of San Diego | Manchester Hall | Career Development Ctr | 2 | 202E
548753 | TELECOMMUNICATION OUTLETS | MACH_ELECT_TCO_F4_28 | Yes | Yes | FLUSH MOUNTED TELECOMMUNICATIONS OUTLET 4 |  |  |  | Communication Outlet |  | University of San Diego | Manchester Hall | Career Development Ctr | 2 | 202E
548754 | TELECOMMUNICATION OUTLETS | MACH_ELECT_TCO_F4_29 | Yes | Yes | FLUSH MOUNTED TELECOMMUNICATIONS OUTLET 4 |  |  |  | Communication Outlet |  | University of San Diego | Manchester Hall | Career Development Ctr | 2 | 202D
548755 | POWER RECEPTACLE | MACH_ELECT_RCT_37 | Yes | Yes | SPLIT-WIRED QUADRUPLEX RECEPTACLE |  |  |  | Receptacle |  | University of San Diego | Manchester Hall | Career Development Ctr | 2 | 202D
548757 | TELECOMMUNICATION OUTLETS | MACH_ELECT_TCO_F4_30 | Yes | Yes | FLUSH MOUNTED TELECOMMUNICATIONS OUTLET 4 |  |  |  | Communication Outlet |  | University of San Diego | Manchester Hall | Career Development Ctr | 2 | 202D
548758 | POWER RECEPTACLE | MACH_ELECT_RCT_38 | Yes | Yes | SPLIT-WIRED DUPLEX RECEPTACLE |  |  |  | Receptacle |  | University of San Diego | Manchester Hall | Career Development Ctr | 2 | 202E
548764 | TELECOMMUNICATION OUTLETS | MACH_ELECT_TCO_F4_31 | Yes | Yes | FLUSH MOUNTED TELECOMMUNICATIONS OUTLET 4 |  |  |  | Communication Outlet |  | University of San Diego | Manchester Hall | Undergraduate Admissions | 2 | 208A
548766 | POWER RECEPTACLE | MACH_ELECT_RCT_39 | Yes | Yes | SPLIT-WIRED QUADRUPLEX RECEPTACLE |  |  |  | Receptacle |  | University of San Diego | Manchester Hall |  | 2 | 208A
548768 | POWER RECEPTACLE | MACH_ELECT_RCT_40 | Yes | Yes | SPLIT-WIRED QUADRUPLEX RECEPTACLE |  |  |  | Receptacle |  | University of San Diego | Manchester Hall |  | 2 | 208A
548770 | TELECOMMUNICATION OUTLETS | MACH_ELECT_TCO_F4_32 | Yes | Yes | FLUSH MOUNTED TELECOMMUNICATIONS OUTLET 4 |  |  |  | Communication Outlet |  | University of San Diego | Manchester Hall | Undergraduate Admissions | 2 | 208A
548771 | TELECOMMUNICATION OUTLETS | MACH_ELECT_TCO_F4_33 | Yes | Yes | FLUSH MOUNTED TELECOMMUNICATIONS OUTLET 4 |  |  |  | Communication Outlet |  | University of San Diego | Manchester Hall | Undergraduate Admissions | 2 | 208A
548773 | POWER RECEPTACLE | MACH_ELECT_RCT_41 | Yes | Yes | SPLIT-WIRED QUADRUPLEX RECEPTACLE |  |  |  | Receptacle |  | University of San Diego | Manchester Hall |  | 2 | 208A
548774 | POWER RECEPTACLE | MACH_ELECT_RCT_42 | Yes | Yes | SPLIT-WIRED QUADRUPLEX RECEPTACLE |  |  |  | Receptacle |  | University of San Diego | Manchester Hall |  | 2 | 208
548776 | TELECOMMUNICATION OUTLETS | MACH_ELECT_TCO_F4_34 | Yes | Yes | FLUSH MOUNTED TELECOMMUNICATIONS OUTLET 4 |  |  |  | Communication Outlet |  | University of San Diego | Manchester Hall | Undergraduate Admissions | 2 | 208
548777 | POWER RECEPTACLE | MACH_ELECT_RCT_43 | Yes | Yes | SPLIT-WIRED QUADRUPLEX RECEPTACLE |  |  |  | Receptacle |  | University of San Diego | Manchester Hall |  | 2 | 208
548778 | TELECOMMUNICATION OUTLETS | MACH_ELECT_TCO_F4_35 | Yes | Yes | FLUSH MOUNTED TELECOMMUNICATIONS OUTLET 4 |  |  |  | Communication Outlet |  | University of San Diego | Manchester Hall | Undergraduate Admissions | 2 | 208
548779 | POWER RECEPTACLE | MACH_ELECT_RCT_44 | Yes | Yes | SPLIT-WIRED DUPLEX RECEPTACLE |  |  |  | Receptacle |  | University of San Diego | Manchester Hall | Undergraduate Admissions | 2 | 210
548781 | POWER RECEPTACLE | MACH_ELECT_RCT_45 | Yes | Yes | SPLIT-WIRED DUPLEX RECEPTACLE |  |  |  | Receptacle |  | University of San Diego | Manchester Hall | Career Development Ctr | 2 | 203
548783 | POWER RECEPTACLE | MACH_ELECT_RCT_46 | Yes | Yes | SPLIT-WIRED DUPLEX RECEPTACLE |  |  |  | Receptacle |  | University of San Diego | Manchester Hall | Career Development Ctr | 2 | 203
548785 | POWER RECEPTACLE | MACH_ELECT_RCT_47 | Yes | Yes | SPLIT-WIRED DUPLEX RECEPTACLE |  |  |  | Receptacle |  | University of San Diego | Manchester Hall | Career Development Ctr | 2 | 203
548787 | POWER RECEPTACLE | MACH_ELECT_RCT_48 | Yes | Yes | SPLIT-WIRED DUPLEX RECEPTACLE |  |  |  | Receptacle |  | University of San Diego | Manchester Hall |  | 2 | 208
548790 | TELECOMMUNICATION OUTLETS | MACH_ELECT_TCO_F4_36 | Yes | Yes | FLUSH MOUNTED TELECOMMUNICATIONS OUTLET 4 |  |  |  | Communication Outlet |  | University of San Diego | Manchester Hall | Career Development Ctr | 2 | 203
548791 | POWER RECEPTACLE | MACH_ELECT_RCT_49 | Yes | Yes | SPLIT-WIRED DUPLEX RECEPTACLE |  |  |  | Receptacle |  | University of San Diego | Manchester Hall |  | 2 | 210
548793 | POWER RECEPTACLE | MACH_ELECT_RCT_50 | Yes | Yes | SPLIT-WIRED DUPLEX RECEPTACLE |  |  |  | Receptacle |  | University of San Diego | Manchester Hall |  | 2 | 208B
548799 | POWER RECEPTACLE | MACH_ELECT_RCT_51 | Yes | Yes | SPLIT-WIRED DUPLEX RECEPTACLE |  |  |  | Receptacle |  | University of San Diego | Manchester Hall |  | 2 | 208
548801 | POWER RECEPTACLE | MACH_ELECT_RCT_52 | Yes | Yes | SPLIT-WIRED QUADRUPLEX RECEPTACLE |  |  |  | Receptacle |  | University of San Diego | Manchester Hall |  | 2 | 208B
548804 | POWER RECEPTACLE | MACH_ELECT_RCT_53 | Yes | Yes | SPLIT-WIRED QUADRUPLEX RECEPTACLE |  |  |  | Receptacle |  | University of San Diego | Manchester Hall |  | 2 | 208B
548806 | TELECOMMUNICATION OUTLETS | MACH_ELECT_TCO_F4_37 | Yes | Yes | FLUSH MOUNTED TELECOMMUNICATIONS OUTLET 4 |  |  |  | Communication Outlet |  | University of San Diego | Manchester Hall | Undergraduate Admissions | 2 | 208B
548807 | TELECOMMUNICATION OUTLETS | MACH_ELECT_TCO_F4_38 | Yes | Yes | FLUSH MOUNTED TELECOMMUNICATIONS OUTLET 4 |  |  |  | Communication Outlet |  | University of San Diego | Manchester Hall | Undergraduate Admissions | 2 | 208B
548809 | POWER RECEPTACLE | MACH_ELECT_RCT_54 | Yes | Yes | SPLIT-WIRED QUADRUPLEX RECEPTACLE |  |  |  | Receptacle |  | University of San Diego | Manchester Hall |  | 2 | 208C
548810 | TELECOMMUNICATION OUTLETS | MACH_ELECT_TCO_F4_39 | Yes | Yes | FLUSH MOUNTED TELECOMMUNICATIONS OUTLET 4 |  |  |  | Communication Outlet |  | University of San Diego | Manchester Hall | Unassigned | 2 | 208C
548811 | POWER RECEPTACLE | MACH_ELECT_RCT_55 | Yes | Yes | SPLIT-WIRED QUADRUPLEX RECEPTACLE |  |  |  | Receptacle |  | University of San Diego | Manchester Hall |  | 2 | 208C
548813 | TELECOMMUNICATION OUTLETS | MACH_ELECT_TCO_F4_40 | Yes | Yes | FLUSH MOUNTED TELECOMMUNICATIONS OUTLET 4 |  |  |  | Communication Outlet |  | University of San Diego | Manchester Hall | Unassigned | 2 | 208C
548815 | POWER RECEPTACLE | MACH_ELECT_RCT_56 | Yes | Yes | SPLIT-WIRED DUPLEX RECEPTACLE |  |  |  | Receptacle |  | University of San Diego | Manchester Hall |  | 2 | 208
549014 | POWER RECEPTACLE | MACH_ELECT_RCT_57 | Yes | Yes | SPLIT-WIRED DUPLEX RECEPTACLE |  |  |  | Receptacle |  | University of San Diego | Manchester Hall |  | 2 | 208D
549130 | POWER RECEPTACLE | MACH_ELECT_RCT_58 | Yes | Yes | SPLIT-WIRED DUPLEX RECEPTACLE |  |  |  | Receptacle |  | University of San Diego | Manchester Hall |  | 2 | 208
549460 | POWER RECEPTACLE | MACH_ELECT_RCT_59 | Yes | Yes | DUPLEX RECEPTACLE, FLUSH MOUNTED |  |  |  | Receptacle |  | University of San Diego | Manchester Hall | Undergraduate Admissions | 2 | 201
550167 | POWER RECEPTACLE | MACH_ELECT_RCT_60 | Yes | Yes | DUPLEX RECEPTACLE, FLUSH MOUNTED |  |  |  | Receptacle |  | University of San Diego | Manchester Hall | Undergraduate Admissions | 2 | 201
552254 | PHOTOSENSOR (WATTSTOPPER LMLS-400) | MACH_ELECT_LS_01 | Yes | Yes | SINGLE ZONE SWITCHING AND DIMMING CLOSED LOOP DIGITAL PHOTOSENSOR | LMLS-400 |  | Electrical | Photo Sensor | WATTSTOPPER | University of San Diego | Manchester Hall |  | 1 | 101C |  | 5 years
553151 | PHOTOSENSOR (WATTSTOPPER LMLS-400) | MACH_ELECT_LS_02 | Yes | Yes | SINGLE ZONE SWITCHING AND DIMMING CLOSED LOOP DIGITAL PHOTOSENSOR | LMLS-400 |  | Electrical | Photo Sensor | WATTSTOPPER | University of San Diego | Manchester Hall | Unassigned | 1 | 100 |  | 5 years
553378 | POWER RECEPTACLE | MACH_ELECT_RCT_61 | Yes | Yes | DUPLEX RECEPTACLE, FLUSH MOUNTED |  |  |  | Receptacle |  | University of San Diego | Manchester Hall |  | 2 | 208D
553380 | POWER RECEPTACLE | MACH_ELECT_RCT_62 | Yes | Yes | DUPLEX RECEPTACLE, FLUSH MOUNTED |  |  |  | Receptacle |  | University of San Diego | Manchester Hall |  | 2 | 208D
553381 | POWER RECEPTACLE | MACH_ELECT_RCT_63 | Yes | Yes | DUPLEX RECEPTACLE, FLUSH MOUNTED |  |  |  | Receptacle |  | University of San Diego | Manchester Hall |  | 2 | 208
553382 | POWER RECEPTACLE | MACH_ELECT_RCT_64 | Yes | Yes | DUPLEX RECEPTACLE, FLUSH MOUNTED |  |  |  | Receptacle |  | University of San Diego | Manchester Hall |  | 2 | 208
553383 | POWER RECEPTACLE | MACH_ELECT_RCT_65 | Yes | Yes | DUPLEX RECEPTACLE, FLUSH MOUNTED |  |  |  | Receptacle |  | University of San Diego | Manchester Hall |  | 2 | 208
553384 | POWER RECEPTACLE | MACH_ELECT_RCT_66 | Yes | Yes | DUPLEX RECEPTACLE, FLUSH MOUNTED |  |  |  | Receptacle |  | University of San Diego | Manchester Hall | Undergraduate Admissions | 2 | 210
553385 | POWER RECEPTACLE | MACH_ELECT_RCT_67 | Yes | Yes | GFI DUPLEX RECEPTACLE |  |  |  | Receptacle |  | University of San Diego | Manchester Hall |  | 2 | 208D
553387 | POWER RECEPTACLE | MACH_ELECT_RCT_68 | Yes | Yes | GFI SPLIT-WIRED DUPLEX RECEPTACLE |  |  |  | Receptacle |  | University of San Diego | Manchester Hall |  | 2 | 208D
554884 | POWER RECEPTACLE | MACH_ELECT_RCT_69 | Yes | Yes | DUPLEX RECEPTACLE, FLUSH MOUNTED |  |  |  | Receptacle |  | University of San Diego | Manchester Hall |  | 2 | 208E
554943 | TELECOMMUNICATION OUTLETS (FLUSH TYPE -2) | MACH_ELECT_TCO_F2_01 | Yes | Yes | FLUSH MOUNTED TELECOMMUNICATIONS OUTLET 2 |  |  |  | Communication Outlet |  | University of San Diego | Manchester Hall | Undergraduate Admissions | 2 | 210
555011 | TELECOMMUNICATION OUTLETS (FLUSH TYPE -2) | MACH_ELECT_TCO_F2_02 | Yes | Yes | FLUSH MOUNTED TELECOMMUNICATIONS OUTLET 2 |  |  |  | Communication Outlet |  | University of San Diego | Manchester Hall | Undergraduate Admissions | 2 | 208
555052 | TELECOMMUNICATION OUTLETS (FLUSH TYPE -2) | MACH_ELECT_TCO_F2_03 | Yes | Yes | FLUSH MOUNTED TELECOMMUNICATIONS OUTLET 2 |  |  |  | Communication Outlet |  | University of San Diego | Manchester Hall | Undergraduate Admissions | 2 | 208
555228 | POWER RECEPTACLE | MACH_ELECT_RCT_70 | Yes | Yes | SPLIT-WIRED DUPLEX RECEPTACLE |  |  |  | Receptacle |  | University of San Diego | Manchester Hall | Career Development Ctr | 1 | 101
555230 | TELECOMMUNICATION OUTLETS | MACH_ELECT_TCO_F4_41 | Yes | Yes | FLUSH MOUNTED TELECOMMUNICATIONS OUTLET 4 |  |  |  | Communication Outlet |  | University of San Diego | Manchester Hall | Career Development Ctr | 1 | 101
555241 | POWER RECEPTACLE | MACH_ELECT_RCT_71 | Yes | Yes | SPLIT-WIRED DUPLEX RECEPTACLE |  |  |  | Receptacle |  | University of San Diego | Manchester Hall | Career Development Ctr | 1 | 101B
555243 | POWER RECEPTACLE | MACH_ELECT_RCT_72 | Yes | Yes | SPLIT-WIRED DUPLEX RECEPTACLE |  |  |  | Receptacle |  | University of San Diego | Manchester Hall | Career Development Ctr | 1 | 101A
555245 | TELECOMMUNICATION OUTLETS | MACH_ELECT_TCO_F4_42 | Yes | Yes | FLUSH MOUNTED TELECOMMUNICATIONS OUTLET 4 |  |  |  | Communication Outlet |  | University of San Diego | Manchester Hall | Career Development Ctr | 1 | 101
555247 | POWER RECEPTACLE | MACH_ELECT_RCT_73 | Yes | Yes | SPLIT-WIRED DUPLEX RECEPTACLE |  |  |  | Receptacle |  | University of San Diego | Manchester Hall | Career Development Ctr | 1 | 101
555248 | POWER RECEPTACLE | MACH_ELECT_RCT_74 | Yes | Yes | SPLIT-WIRED DUPLEX RECEPTACLE |  |  |  | Receptacle |  | University of San Diego | Manchester Hall | Career Development Ctr | 1 | 101
555250 | TELECOMMUNICATION OUTLETS | MACH_ELECT_TCO_F4_43 | Yes | Yes | FLUSH MOUNTED TELECOMMUNICATIONS OUTLET 4 |  |  |  | Communication Outlet |  | University of San Diego | Manchester Hall | Career Development Ctr | 1 | 101
555261 | POWER RECEPTACLE | MACH_ELECT_RCT_75 | Yes | Yes | SPLIT-WIRED DUPLEX RECEPTACLE |  |  |  | Receptacle |  | University of San Diego | Manchester Hall | Career Development Ctr | 1 | 1000
555263 | TELECOMMUNICATION OUTLETS | MACH_ELECT_TCO_F4_44 | Yes | Yes | FLUSH MOUNTED TELECOMMUNICATIONS OUTLET 4 |  |  |  | Communication Outlet |  | University of San Diego | Manchester Hall | Career Development Ctr | 1 | 1000
555264 | POWER RECEPTACLE | MACH_ELECT_RCT_76 | Yes | Yes | SPLIT-WIRED DUPLEX RECEPTACLE |  |  |  | Receptacle |  | University of San Diego | Manchester Hall | Career Development Ctr | 1 | 1000
555266 | TELECOMMUNICATION OUTLETS | MACH_ELECT_TCO_F4_45 | Yes | Yes | FLUSH MOUNTED TELECOMMUNICATIONS OUTLET 4 |  |  |  | Communication Outlet |  | University of San Diego | Manchester Hall | Career Development Ctr | 1 | 1000
555267 | POWER RECEPTACLE | MACH_ELECT_RCT_77 | Yes | Yes | SPLIT-WIRED DUPLEX RECEPTACLE |  |  |  | Receptacle |  | University of San Diego | Manchester Hall | Career Development Ctr | 1 | 1000
555270 | POWER RECEPTACLE | MACH_ELECT_RCT_78 | Yes | Yes | SPLIT-WIRED DUPLEX RECEPTACLE |  |  |  | Receptacle |  | University of San Diego | Manchester Hall | Career Development Ctr | 1 | 1000
555272 | POWER RECEPTACLE | MACH_ELECT_RCT_79 | Yes | Yes | SPLIT-WIRED DUPLEX RECEPTACLE |  |  |  | Receptacle |  | University of San Diego | Manchester Hall | Career Development Ctr | 1 | 102B
555274 | TELECOMMUNICATION OUTLETS | MACH_ELECT_TCO_F4_46 | Yes | Yes | FLUSH MOUNTED TELECOMMUNICATIONS OUTLET 4 |  |  |  | Communication Outlet |  | University of San Diego | Manchester Hall | Career Development Ctr | 1 | 102B
555284 | POWER RECEPTACLE | MACH_ELECT_RCT_80 | Yes | Yes | SPLIT-WIRED DUPLEX RECEPTACLE |  |  |  | Receptacle |  | University of San Diego | Manchester Hall | Career Development Ctr | 1 | 102B
555286 | TELECOMMUNICATION OUTLETS | MACH_ELECT_TCO_F4_47 | Yes | Yes | FLUSH MOUNTED TELECOMMUNICATIONS OUTLET 4 |  |  |  | Communication Outlet |  | University of San Diego | Manchester Hall | Career Development Ctr | 1 | 102B
555287 | POWER RECEPTACLE | MACH_ELECT_RCT_81 | Yes | Yes | SPLIT-WIRED DUPLEX RECEPTACLE |  |  |  | Receptacle |  | University of San Diego | Manchester Hall | Career Development Ctr | 1 | 102B
555288 | POWER RECEPTACLE | MACH_ELECT_RCT_82 | Yes | Yes | SPLIT-WIRED DUPLEX RECEPTACLE |  |  |  | Receptacle |  | University of San Diego | Manchester Hall | Career Development Ctr | 1 | 102C
555290 | TELECOMMUNICATION OUTLETS | MACH_ELECT_TCO_F4_48 | Yes | Yes | FLUSH MOUNTED TELECOMMUNICATIONS OUTLET 4 |  |  |  | Communication Outlet |  | University of San Diego | Manchester Hall | Career Development Ctr | 1 | 102C
555291 | POWER RECEPTACLE | MACH_ELECT_RCT_83 | Yes | Yes | SPLIT-WIRED DUPLEX RECEPTACLE |  |  |  | Receptacle |  | University of San Diego | Manchester Hall | Career Development Ctr | 1 | 102C
555292 | POWER RECEPTACLE | MACH_ELECT_RCT_84 | Yes | Yes | SPLIT-WIRED DUPLEX RECEPTACLE |  |  |  | Receptacle |  | University of San Diego | Manchester Hall | Career Development Ctr | 1 | 102B
555294 | POWER RECEPTACLE | MACH_ELECT_RCT_85 | Yes | Yes | DUPLEX RECEPTACLE, FLUSH MOUNTED |  |  |  | Receptacle |  | University of San Diego | Manchester Hall | Career Development Ctr | 1 | 102
555295 | POWER RECEPTACLE | MACH_ELECT_RCT_86 | Yes | Yes | SPLIT-WIRED DUPLEX RECEPTACLE |  |  |  | Receptacle |  | University of San Diego | Manchester Hall | Career Development Ctr | 1 | 102C
555296 | TELECOMMUNICATION OUTLETS | MACH_ELECT_TCO_F4_49 | Yes | Yes | FLUSH MOUNTED TELECOMMUNICATIONS OUTLET 4 |  |  |  | Communication Outlet |  | University of San Diego | Manchester Hall | Career Development Ctr | 1 | 102C
555297 | TELECOMMUNICATION OUTLETS (FLUSH TYPE -2) | MACH_ELECT_TCO_F2_04 | Yes | Yes | FLUSH MOUNTED TELECOMMUNICATIONS OUTLET 2 |  |  |  | Communication Outlet |  | University of San Diego | Manchester Hall | Career Development Ctr | 1 | 102
555299 | POWER RECEPTACLE | MACH_ELECT_RCT_87 | Yes | Yes | DUPLEX RECEPTACLE, FLUSH MOUNTED |  |  |  | Receptacle |  | University of San Diego | Manchester Hall | Career Development Ctr | 1 | 102
555301 | POWER RECEPTACLE | MACH_ELECT_RCT_88 | Yes | Yes | SPLIT-WIRED DUPLEX RECEPTACLE |  |  |  | Receptacle |  | University of San Diego | Manchester Hall | Career Development Ctr | 1 | 102D
555303 | POWER RECEPTACLE | MACH_ELECT_RCT_89 | Yes | Yes | SPLIT-WIRED DUPLEX RECEPTACLE |  |  |  | Receptacle |  | University of San Diego | Manchester Hall | Career Development Ctr | 1 | 102D
555304 | TELECOMMUNICATION OUTLETS | MACH_ELECT_TCO_F4_50 | Yes | Yes | FLUSH MOUNTED TELECOMMUNICATIONS OUTLET 4 |  |  |  | Communication Outlet |  | University of San Diego | Manchester Hall | Career Development Ctr | 1 | 102D
555306 | POWER RECEPTACLE | MACH_ELECT_RCT_90 | Yes | Yes | SPLIT-WIRED DUPLEX RECEPTACLE |  |  |  | Receptacle |  | University of San Diego | Manchester Hall | Career Development Ctr | 1 | 102D
555308 | POWER RECEPTACLE | MACH_ELECT_RCT_91 | Yes | Yes | SPLIT-WIRED DUPLEX RECEPTACLE |  |  |  | Receptacle |  | University of San Diego | Manchester Hall | Career Development Ctr | 1 | 102D
555310 | TELECOMMUNICATION OUTLETS | MACH_ELECT_TCO_F4_51 | Yes | Yes | FLUSH MOUNTED TELECOMMUNICATIONS OUTLET 4 |  |  |  | Communication Outlet |  | University of San Diego | Manchester Hall | Career Development Ctr | 1 | 102D
555311 | POWER RECEPTACLE | MACH_ELECT_RCT_92 | Yes | Yes | SPLIT-WIRED DUPLEX RECEPTACLE |  |  |  | Receptacle |  | University of San Diego | Manchester Hall | Career Development Ctr | 1 | 102E
555313 | TELECOMMUNICATION OUTLETS | MACH_ELECT_TCO_F4_52 | Yes | Yes | FLUSH MOUNTED TELECOMMUNICATIONS OUTLET 4 |  |  |  | Communication Outlet |  | University of San Diego | Manchester Hall | Career Development Ctr | 1 | 102E
555314 | POWER RECEPTACLE | MACH_ELECT_RCT_93 | Yes | Yes | SPLIT-WIRED DUPLEX RECEPTACLE |  |  |  | Receptacle |  | University of San Diego | Manchester Hall | Career Development Ctr | 1 | 102E
555327 | POWER RECEPTACLE | MACH_ELECT_RCT_94 | Yes | Yes | SPLIT-WIRED DUPLEX RECEPTACLE |  |  |  | Receptacle |  | University of San Diego | Manchester Hall | Career Development Ctr | 1 | 102E
555329 | TELECOMMUNICATION OUTLETS | MACH_ELECT_TCO_F4_53 | Yes | Yes | FLUSH MOUNTED TELECOMMUNICATIONS OUTLET 4 |  |  |  | Communication Outlet |  | University of San Diego | Manchester Hall | Career Development Ctr | 1 | 102E
555330 | POWER RECEPTACLE | MACH_ELECT_RCT_95 | Yes | Yes | SPLIT-WIRED DUPLEX RECEPTACLE |  |  |  | Receptacle |  | University of San Diego | Manchester Hall | Career Development Ctr | 1 | 102F
555332 | TELECOMMUNICATION OUTLETS | MACH_ELECT_TCO_F4_54 | Yes | Yes | FLUSH MOUNTED TELECOMMUNICATIONS OUTLET 4 |  |  |  | Communication Outlet |  | University of San Diego | Manchester Hall | Career Development Ctr | 1 | 102F
555333 | POWER RECEPTACLE | MACH_ELECT_RCT_96 | Yes | Yes | SPLIT-WIRED DUPLEX RECEPTACLE |  |  |  | Receptacle |  | University of San Diego | Manchester Hall | Career Development Ctr | 1 | 102F
555337 | TELECOMMUNICATION OUTLETS | MACH_ELECT_TCO_F4_55 | Yes | Yes | FLUSH MOUNTED TELECOMMUNICATIONS OUTLET 4 |  |  |  | Communication Outlet |  | University of San Diego | Manchester Hall | Career Development Ctr | 1 | 102
555338 | POWER RECEPTACLE | MACH_ELECT_RCT_97 | Yes | Yes | DUPLEX RECEPTACLE, FLUSH MOUNTED |  |  |  | Receptacle |  | University of San Diego | Manchester Hall | Career Development Ctr | 1 | 102F
555341 | TELECOMMUNICATION OUTLETS (FLUSH TYPE -2) | MACH_ELECT_TCO_F2_05 | Yes | Yes | FLUSH MOUNTED TELECOMMUNICATIONS OUTLET 2 |  |  |  | Communication Outlet |  | University of San Diego | Manchester Hall | Career Development Ctr | 1 | 101
555343 | POWER RECEPTACLE | MACH_ELECT_RCT_98 | Yes | Yes | DUPLEX RECEPTACLE, FLUSH MOUNTED |  |  |  | Receptacle |  | University of San Diego | Manchester Hall | Career Development Ctr | 1 | 101
555353 | TELECOMMUNICATION OUTLETS | MACH_ELECT_TCO_F4_56 | Yes | Yes | FLUSH MOUNTED TELECOMMUNICATIONS OUTLET 4 |  |  |  | Communication Outlet |  | University of San Diego | Manchester Hall | Career Development Ctr | 1 | 101
555355 | POWER RECEPTACLE | MACH_ELECT_RCT_99 | Yes | Yes | SPLIT-WIRED DUPLEX RECEPTACLE |  |  |  | Receptacle |  | University of San Diego | Manchester Hall | Career Development Ctr | 1 | 101
555356 | POWER RECEPTACLE | MACH_ELECT_RCT_100 | Yes | Yes | SPLIT-WIRED DUPLEX RECEPTACLE |  |  |  | Receptacle |  | University of San Diego | Manchester Hall | Career Development Ctr | 1 | 101C
555358 | TELECOMMUNICATION OUTLETS | MACH_ELECT_TCO_F4_57 | Yes | Yes | FLUSH MOUNTED TELECOMMUNICATIONS OUTLET 4 |  |  |  | Communication Outlet |  | University of San Diego | Manchester Hall | Career Development Ctr | 1 | 101
555359 | POWER RECEPTACLE | MACH_ELECT_RCT_101 | Yes | Yes | DUPLEX RECEPTACLE, FLUSH MOUNTED |  |  |  | Receptacle |  | University of San Diego | Manchester Hall | Career Development Ctr | 1 | 101
555362 | TELECOMMUNICATION OUTLETS (FLUSH TYPE -2) | MACH_ELECT_TCO_F2_06 | Yes | Yes | FLUSH MOUNTED TELECOMMUNICATIONS OUTLET 2 |  |  |  | Communication Outlet |  | University of San Diego | Manchester Hall | Career Development Ctr | 1 | 101
555365 | POWER RECEPTACLE | MACH_ELECT_RCT_102 | Yes | Yes | DUPLEX RECEPTACLE, FLUSH MOUNTED |  |  |  | Receptacle |  | University of San Diego | Manchester Hall | Unassigned | 1 | 100
555367 | TELECOMMUNICATION OUTLETS (FLUSH TYPE -2) | MACH_ELECT_TCO_F2_07 | Yes | Yes | FLUSH MOUNTED TELECOMMUNICATIONS OUTLET 2 |  |  |  | Communication Outlet |  | University of San Diego | Manchester Hall | Unassigned | 1 | 100
555368 | TELECOMMUNICATION OUTLETS | MACH_ELECT_TCO_F4_58 | Yes | Yes | FLUSH MOUNTED TELECOMMUNICATIONS OUTLET 4 |  |  |  | Communication Outlet |  | University of San Diego | Manchester Hall | Career Development Ctr | 1 | 101
555370 | POWER RECEPTACLE | MACH_ELECT_RCT_103 | Yes | Yes | SPLIT-WIRED DUPLEX RECEPTACLE |  |  |  | Receptacle |  | University of San Diego | Manchester Hall | Career Development Ctr | 1 | 101C
555371 | POWER RECEPTACLE | MACH_ELECT_RCT_104 | Yes | Yes | DUPLEX RECEPTACLE, FLUSH MOUNTED |  |  |  | Receptacle |  | University of San Diego | Manchester Hall | Unassigned | 1 | 100
555373 | TELECOMMUNICATION OUTLETS (FLUSH TYPE -2) | MACH_ELECT_TCO_F2_08 | Yes | Yes | FLUSH MOUNTED TELECOMMUNICATIONS OUTLET 2 |  |  |  | Communication Outlet |  | University of San Diego | Manchester Hall | Unassigned | 1 | 100
555374 | POWER RECEPTACLE | MACH_ELECT_RCT_105 | Yes | Yes | SPLIT-WIRED DUPLEX RECEPTACLE |  |  |  | Receptacle |  | University of San Diego | Manchester Hall | Career Development Ctr | 1 | 101C
555376 | TELECOMMUNICATION OUTLETS | MACH_ELECT_TCO_F4_59 | Yes | Yes | FLUSH MOUNTED TELECOMMUNICATIONS OUTLET 4 |  |  |  | Communication Outlet |  | University of San Diego | Manchester Hall | Career Development Ctr | 1 | 101
555377 | POWER RECEPTACLE | MACH_ELECT_RCT_106 | Yes | Yes | DUPLEX RECEPTACLE, FLUSH MOUNTED |  |  |  | Receptacle |  | University of San Diego | Manchester Hall | Career Development Ctr | 1 | 101C
555379 | TELECOMMUNICATION OUTLETS (FLUSH TYPE -2) | MACH_ELECT_TCO_F2_09 | Yes | Yes | FLUSH MOUNTED TELECOMMUNICATIONS OUTLET 2 |  |  |  | Communication Outlet |  | University of San Diego | Manchester Hall | Career Development Ctr | 1 | 101
555380 | POWER RECEPTACLE | MACH_ELECT_RCT_107 | Yes | Yes | DUPLEX RECEPTACLE, FLUSH MOUNTED |  |  |  | Receptacle |  | University of San Diego | Manchester Hall | Unassigned | 1 | 100
555382 | POWER RECEPTACLE | MACH_ELECT_RCT_108 | Yes | Yes | DUPLEX RECEPTACLE, FLUSH MOUNTED |  |  |  | Receptacle |  | University of San Diego | Manchester Hall | Undergraduate Admissions | 1 | 100A
555384 | TELECOMMUNICATION OUTLETS (FLUSH TYPE -2) | MACH_ELECT_TCO_F2_10 | Yes | Yes | FLUSH MOUNTED TELECOMMUNICATIONS OUTLET 2 |  |  |  | Communication Outlet |  | University of San Diego | Manchester Hall | Undergraduate Admissions | 1 | 100A
555385 | POWER RECEPTACLE | MACH_ELECT_RCT_109 | Yes | Yes | DUPLEX RECEPTACLE, FLUSH MOUNTED |  |  |  | Receptacle |  | University of San Diego | Manchester Hall | Undergraduate Admissions | 1 | 100A
555386 | TELECOMMUNICATION OUTLETS (FLUSH TYPE -2) | MACH_ELECT_TCO_F2_11 | Yes | Yes | FLUSH MOUNTED TELECOMMUNICATIONS OUTLET 2 |  |  |  | Communication Outlet |  | University of San Diego | Manchester Hall | Undergraduate Admissions | 1 | 100A
555387 | POWER RECEPTACLE | MACH_ELECT_RCT_110 | Yes | Yes | DUPLEX RECEPTACLE, FLUSH MOUNTED |  |  |  | Receptacle |  | University of San Diego | Manchester Hall | Undergraduate Admissions | 1 | 100A
555388 | TELECOMMUNICATION OUTLETS (FLUSH TYPE -2) | MACH_ELECT_TCO_F2_12 | Yes | Yes | FLUSH MOUNTED TELECOMMUNICATIONS OUTLET 2 |  |  |  | Communication Outlet |  | University of San Diego | Manchester Hall | Undergraduate Admissions | 1 | 100A
555501 | POWER RECEPTACLE | MACH_ELECT_RCT_111 | Yes | Yes | DUPLEX RECEPTACLE, FLUSH MOUNTED |  |  |  | Receptacle |  | University of San Diego | Manchester Hall |  | 2 | 201
555625 | PHOTOSENSOR (WATTSTOPPER LMLS-400) | MACH_ELECT_LS_03 | Yes | Yes | SINGLE ZONE SWITCHING AND DIMMING CLOSED LOOP DIGITAL PHOTOSENSOR | LMLS-400 |  | Electrical | Photo Sensor | WATTSTOPPER | University of San Diego | Manchester Hall | Unassigned | 1 | 100 |  | 5 years
555631 | PHOTOSENSOR (WATTSTOPPER LMLS-400) | MACH_ELECT_LS_04 | Yes | Yes | SINGLE ZONE SWITCHING AND DIMMING CLOSED LOOP DIGITAL PHOTOSENSOR | LMLS-400 |  | Electrical | Photo Sensor | WATTSTOPPER | University of San Diego | Manchester Hall | Career Development Ctr | 1 | 112 |  | 5 years
555635 | PHOTOSENSOR (WATTSTOPPER LMLS-400) | MACH_ELECT_LS_05 | Yes | Yes | SINGLE ZONE SWITCHING AND DIMMING CLOSED LOOP DIGITAL | LMLS-400 |  | Electrical | Photo Sensor | WATTSTOPPER | University of San Diego | Manchester Hall | Undergraduate Admissions | 2 | 201F |  | 5 years
557681 | POWER RECEPTACLE | MACH_ELECT_RCT_112 | Yes | Yes | SPLIT-WIRED DUPLEX RECEPTACLE |  |  |  | Receptacle |  | University of San Diego | Manchester Hall | Career Development Ctr | 2 | 202
557683 | POWER RECEPTACLE | MACH_ELECT_RCT_113 | Yes | Yes | GFI DUPLEX RECEPTACLE |  |  |  | Receptacle |  | University of San Diego | Manchester Hall |  | 2 | 208D
557684 | PHOTOSENSOR (WATTSTOPPER LMLS-400) | MACH_ELECT_LS_06 | Yes | Yes | SINGLE ZONE SWITCHING AND DIMMING CLOSED LOOP DIGITAL PHOTOSENSOR | LMLS-400 |  | Electrical | Photo Sensor | WATTSTOPPER | University of San Diego | Manchester Hall |  | 2 | 200 |  | 5 years
557698 | PHOTOSENSOR (WATTSTOPPER LMLS-400) | MACH_ELECT_LS_07 | Yes | Yes | SINGLE ZONE SWITCHING AND DIMMING CLOSED LOOP DIGITAL PHOTOSENSOR | LMLS-400 |  | Electrical | Photo Sensor | WATTSTOPPER | University of San Diego | Manchester Hall |  | 2 | 208 |  | 5 years
557701 | PHOTOSENSOR (WATTSTOPPER LMLS-400) | MACH_ELECT_LS_08 | Yes | Yes | SINGLE ZONE SWITCHING AND DIMMING CLOSED LOOP DIGITAL PHOTOSENSOR | LMLS-400 |  | Electrical | Photo Sensor | WATTSTOPPER | University of San Diego | Manchester Hall |  | 2 | 208 |  | 5 years
557704 | PHOTOSENSOR (WATTSTOPPER LMLS-400) | MACH_ELECT_LS_09 | Yes | Yes | SINGLE ZONE SWITCHING AND DIMMING CLOSED LOOP DIGITAL PHOTOSENSOR | LMLS-400 |  | Electrical | Photo Sensor | WATTSTOPPER | University of San Diego | Manchester Hall |  | 2 | 200 |  | 5 years
560678 | Sensor-Occupancy-Wattstopper-Ceiling-Dual_Technology | MACH_ELECT_LS_CS_09 | Yes | Yes | DIGITAL DUAL TECHNOLOGY CEILING MOUNT OCCUPANCY SENSOR | LMDC-100 |  | Electrical | Lighting Sensor | WATTSTOPPER | University of San Diego | Manchester Hall | Undergraduate admission | 2 | 201D |  | 5 years
560681 | Sensor-Occupancy-Wattstopper-Ceiling-Dual_Technology | MACH_ELECT_LS_CS_10 | Yes | Yes | DIGITAL DUAL TECHNOLOGY CEILING MOUNT OCCUPANCY SENSOR | LMDC-100 |  | Electrical | Lighting Sensor | WATTSTOPPER | University of San Diego | Manchester Hall |  | 2 | 201B |  | 5 years
560682 | Sensor-Occupancy-Wattstopper-Ceiling-Dual_Technology | MACH_ELECT_LS_CS_11 | Yes | Yes | DIGITAL DUAL TECHNOLOGY CEILING MOUNT OCCUPANCY SENSOR | LMDC-100 |  | Electrical | Lighting Sensor | WATTSTOPPER | University of San Diego | Manchester Hall |  | 2 | 201 |  | 5 years
560686 | Sensor-Occupancy-Wattstopper-Ceiling-Dual_Technology | MACH_ELECT_LS_CS_12 | Yes | Yes | DIGITAL DUAL TECHNOLOGY CEILING MOUNT OCCUPANCY SENSOR | LMDC-100 |  | Electrical | Lighting Sensor | WATTSTOPPER | University of San Diego | Manchester Hall |  | 2 | 201F |  | 5 years
560688 | Sensor-Occupancy-Wattstopper-Ceiling-Dual_Technology | MACH_ELECT_LS_CS_13 | Yes | Yes | DIGITAL DUAL TECHNOLOGY CEILING MOUNT OCCUPANCY SENSOR | LMDC-100 |  | Electrical | Lighting Sensor | WATTSTOPPER | University of San Diego | Manchester Hall |  | 2 | 200 |  | 5 years
560690 | Sensor-Occupancy-Wattstopper-Ceiling-Dual_Technology | MACH_ELECT_LS_CS_14 | Yes | Yes | DIGITAL DUAL TECHNOLOGY CEILING MOUNT OCCUPANCY SENSOR | LMDC-100 |  | Electrical | Lighting Sensor | WATTSTOPPER | University of San Diego | Manchester Hall |  | 2 | 200 |  | 5 years
560691 | Sensor-Occupancy-Wattstopper-Ceiling-Dual_Technology | MACH_ELECT_LS_CS_15 | Yes | Yes | DIGITAL DUAL TECHNOLOGY CEILING MOUNT OCCUPANCY SENSOR | LMDC-100 |  | Electrical | Lighting Sensor | WATTSTOPPER | University of San Diego | Manchester Hall |  | 2 | 2001 |  | 5 years
560694 | Sensor-Occupancy-Wattstopper-Ceiling-Dual_Technology | MACH_ELECT_LS_CS_16 | Yes | Yes | DIGITAL DUAL TECHNOLOGY CEILING MOUNT OCCUPANCY SENSOR | LMDC-100 |  | Electrical | Lighting Sensor | WATTSTOPPER | University of San Diego | Manchester Hall |  | 2 | 205A |  | 5 years
560696 | Sensor-Occupancy-Wattstopper-Ceiling-Dual_Technology | MACH_ELECT_LS_CS_17 | Yes | Yes | DIGITAL DUAL TECHNOLOGY CEILING MOUNT OCCUPANCY SENSOR | LMDC-100 |  | Electrical | Lighting Sensor | WATTSTOPPER | University of San Diego | Manchester Hall |  | 2 | 205 |  | 5 years
560697 | Sensor-Occupancy-Wattstopper-Ceiling-Dual_Technology | MACH_ELECT_LS_CS_18 | Yes | Yes | DIGITAL DUAL TECHNOLOGY CEILING MOUNT OCCUPANCY SENSOR | LMDC-100 |  | Electrical | Lighting Sensor | WATTSTOPPER | University of San Diego | Manchester Hall |  | 2 | 205E |  | 5 years
560698 | Sensor-Occupancy-Wattstopper-Ceiling-Dual_Technology | MACH_ELECT_LS_CS_19 | Yes | Yes | DIGITAL DUAL TECHNOLOGY CEILING MOUNT OCCUPANCY SENSOR | LMDC-100 |  | Electrical | Lighting Sensor | WATTSTOPPER | University of San Diego | Manchester Hall |  | 2 | 205E |  | 5 years
561689 | Sensor-Occupancy-Wattstopper-Ceiling-Dual_Technology | MACH_ELECT_LS_CS_20 | Yes | Yes | DIGITAL DUAL TECHNOLOGY CEILING MOUNT OCCUPANCY SENSOR | LMDC-100 |  | Electrical | Lighting Sensor | WATTSTOPPER | University of San Diego | Manchester Hall |  | 2 | 203 |  | 5 years
561963 | Sensor-Occupancy-Wattstopper-Ceiling-Dual_Technology | MACH_ELECT_LS_CS_21 | Yes | Yes | DIGITAL DUAL TECHNOLOGY CEILING MOUNT OCCUPANCY SENSOR | LMDC-100 |  | Electrical | Lighting Sensor | WATTSTOPPER | University of San Diego | Manchester Hall |  | 2 | 210 |  | 5 years
562275 | Sensor-Occupancy-Wattstopper-Ceiling-Dual_Technology | MACH_ELECT_LS_CS_22 | Yes | Yes | DIGITAL DUAL TECHNOLOGY CEILING MOUNT OCCUPANCY SENSOR | LMDC-100 |  | Electrical | Lighting Sensor | WATTSTOPPER | University of San Diego | Manchester Hall |  | 2 | 208A |  | 5 years
562505 | Sensor-Occupancy-Wattstopper-Ceiling-Dual_Technology | MACH_ELECT_LS_CS_23 | Yes | Yes | DIGITAL DUAL TECHNOLOGY CEILING MOUNT OCCUPANCY SENSOR | LMDC-100 |  | Electrical | Lighting Sensor | WATTSTOPPER | University of San Diego | Manchester Hall |  | 2 | 208 |  | 5 years
563486 | Sensor-Occupancy-Wattstopper-Ceiling-Dual_Technology | MACH_ELECT_LS_CS_24 | Yes | Yes | DIGITAL DUAL TECHNOLOGY CEILING MOUNT OCCUPANCY SENSOR | LMDC-100 |  | Electrical | Lighting Sensor | WATTSTOPPER | University of San Diego | Manchester Hall |  | 2 | 208 |  | 5 years
563487 | Sensor-Occupancy-Wattstopper-Ceiling-Dual_Technology | MACH_ELECT_LS_CS_25 | Yes | Yes | DIGITAL DUAL TECHNOLOGY CEILING MOUNT OCCUPANCY SENSOR | LMDC-100 |  | Electrical | Lighting Sensor | WATTSTOPPER | University of San Diego | Manchester Hall |  | 2 | 208 |  | 5 years
563488 | Sensor-Occupancy-Wattstopper-Ceiling-Dual_Technology | MACH_ELECT_LS_CS_26 | Yes | Yes | DIGITAL DUAL TECHNOLOGY CEILING MOUNT OCCUPANCY SENSOR | LMDC-100 |  | Electrical | Lighting Sensor | WATTSTOPPER | University of San Diego | Manchester Hall |  | 2 | 200 |  | 5 years
563637 | Sensor-Occupancy-Wattstopper-Ceiling-Dual_Technology | MACH_ELECT_LS_CS_27 | Yes | Yes | DIGITAL DUAL TECHNOLOGY CEILING MOUNT OCCUPANCY SENSOR | LMDC-100 |  | Electrical | Lighting Sensor | WATTSTOPPER | University of San Diego | Manchester Hall |  | 2 | 200 |  | 5 years
563809 | Sensor-Occupancy-Wattstopper-Ceiling-Dual_Technology | MACH_ELECT_LS_CS_28 | Yes | Yes | DIGITAL DUAL TECHNOLOGY CEILING MOUNT OCCUPANCY SENSOR | LMDC-100 |  | Electrical | Lighting Sensor | WATTSTOPPER | University of San Diego | Manchester Hall |  | 2 | 206 |  | 5 years
563910 | Sensor-Occupancy-Wattstopper-Ceiling-Dual_Technology | MACH_ELECT_LS_CS_29 | Yes | Yes | DIGITAL DUAL TECHNOLOGY CEILING MOUNT OCCUPANCY SENSOR | LMDC-100 |  | Electrical | Lighting Sensor | WATTSTOPPER | University of San Diego | Manchester Hall |  | 2 | 204 |  | 5 years
563978 | Sensor-Occupancy-Wattstopper-Ceiling-Dual_Technology | MACH_ELECT_LS_CS_30 | Yes | Yes | DIGITAL DUAL TECHNOLOGY CEILING MOUNT OCCUPANCY SENSOR | LMDC-100 |  | Electrical | Lighting Sensor | WATTSTOPPER | University of San Diego | Manchester Hall |  | 2 | 2002 |  | 5 years
564662 | Sensor-Occupancy-Wattstopper-Ceiling-Dual_Technology | MACH_ELECT_LS_CS_31 | Yes | Yes | DIGITAL DUAL TECHNOLOGY CEILING MOUNT OCCUPANCY SENSOR | LMDC-100 |  | Electrical | Lighting Sensor | WATTSTOPPER | University of San Diego | Manchester Hall |  | 2 | 202 |  | 5 years
564847 | Sensor-Occupancy-Wattstopper-Ceiling-Dual_Technology | MACH_ELECT_LS_CS_32 | Yes | Yes | DIGITAL DUAL TECHNOLOGY CEILING MOUNT OCCUPANCY SENSOR | LMDC-100 |  | Electrical | Lighting Sensor | WATTSTOPPER | University of San Diego | Manchester Hall |  | 2 | 202 |  | 5 years
568331 | POWER RECEPTACLE | MACH_ELECT_RCT_114 | Yes | Yes | DUPLEX RECEPTACLE, FLUSH MOUNTED |  |  |  | Receptacle |  | University of San Diego | Manchester Hall |  | 1 | 109B
568333 | POWER RECEPTACLE | MACH_ELECT_RCT_115 | Yes | Yes | GFI DUPLEX RECEPTACLE |  |  |  | Receptacle |  | University of San Diego | Manchester Hall |  | 1 | 109B
568335 | POWER RECEPTACLE | MACH_ELECT_RCT_116 | Yes | Yes | GFI SPLIT-WIRED DUPLEX RECEPTACLE |  |  |  | Receptacle |  | University of San Diego | Manchester Hall |  | 1 | 109B
568337 | POWER RECEPTACLE | MACH_ELECT_RCT_117 | Yes | Yes | DUPLEX RECEPTACLE, FLUSH MOUNTED |  |  |  | Receptacle |  | University of San Diego | Manchester Hall |  | 1 | 109B
568338 | POWER RECEPTACLE | MACH_ELECT_RCT_118 | Yes | Yes | GFI DUPLEX RECEPTACLE |  |  |  | Receptacle |  | University of San Diego | Manchester Hall |  | 1 | 109B
568339 | POWER RECEPTACLE | MACH_ELECT_RCT_119 | Yes | Yes | DUPLEX RECEPTACLE, FLUSH MOUNTED |  |  |  | Receptacle |  | University of San Diego | Manchester Hall |  | 1 | 111
568341 | POWER RECEPTACLE | MACH_ELECT_RCT_120 | Yes | Yes | SPLIT-WIRED DUPLEX RECEPTACLE |  |  |  | Receptacle |  | University of San Diego | Manchester Hall |  | 1 | 111
568342 | TELECOMMUNICATION OUTLETS | MACH_ELECT_TCO_F4_60 | Yes | Yes | FLUSH MOUNTED TELECOMMUNICATIONS OUTLET 4 |  |  |  | Communication Outlet |  | University of San Diego | Manchester Hall |  | 1 | 111
568343 | POWER RECEPTACLE | MACH_ELECT_RCT_121 | Yes | Yes | SPLIT-WIRED DUPLEX RECEPTACLE |  |  |  | Receptacle |  | University of San Diego | Manchester Hall |  | 1 | 109A
568345 | TELECOMMUNICATION OUTLETS | MACH_ELECT_TCO_F4_61 | Yes | Yes | FLUSH MOUNTED TELECOMMUNICATIONS OUTLET 4 |  |  |  | Communication Outlet |  | University of San Diego | Manchester Hall |  | 1 | 109A
568346 | POWER RECEPTACLE | MACH_ELECT_RCT_122 | Yes | Yes | SPLIT-WIRED DUPLEX RECEPTACLE |  |  |  | Receptacle |  | University of San Diego | Manchester Hall |  | 1 | 111
568348 | POWER RECEPTACLE | MACH_ELECT_RCT_123 | Yes | Yes | SPLIT-WIRED DUPLEX RECEPTACLE |  |  |  | Receptacle |  | University of San Diego | Manchester Hall |  | 1 | 109A
568349 | POWER RECEPTACLE | MACH_ELECT_RCT_124 | Yes | Yes | SPLIT-WIRED DUPLEX RECEPTACLE |  |  |  | Receptacle |  | University of San Diego | Manchester Hall |  | 1 | 109A
568351 | TELECOMMUNICATION OUTLETS | MACH_ELECT_TCO_F4_62 | Yes | Yes | FLUSH MOUNTED TELECOMMUNICATIONS OUTLET 4 |  |  |  | Communication Outlet |  | University of San Diego | Manchester Hall |  | 1 | 109A
568353 | POWER RECEPTACLE | MACH_ELECT_RCT_125 | Yes | Yes | SPLIT-WIRED DUPLEX RECEPTACLE |  |  |  | Receptacle |  | University of San Diego | Manchester Hall |  | 1 | 111
568355 | TELECOMMUNICATION OUTLETS | MACH_ELECT_TCO_F4_63 | Yes | Yes | FLUSH MOUNTED TELECOMMUNICATIONS OUTLET 4 |  |  |  | Communication Outlet |  | University of San Diego | Manchester Hall |  | 1 | 111
568356 | TELECOMMUNICATION OUTLETS | MACH_ELECT_TCO_F4_64 | Yes | Yes | FLUSH MOUNTED TELECOMMUNICATIONS OUTLET 4 |  |  |  | Communication Outlet |  | University of San Diego | Manchester Hall |  | 1 | 109B
568358 | POWER RECEPTACLE | MACH_ELECT_RCT_126 | Yes | Yes | SPLIT-WIRED DUPLEX RECEPTACLE |  |  |  | Receptacle |  | University of San Diego | Manchester Hall |  | 1 | 109B
568359 | POWER RECEPTACLE | MACH_ELECT_RCT_127 | Yes | Yes | DUPLEX RECEPTACLE, FLUSH MOUNTED |  |  |  | Receptacle |  | University of San Diego | Manchester Hall |  | 1 | 109
568361 | TELECOMMUNICATION OUTLETS (FLUSH TYPE -2) | MACH_ELECT_TCO_F2_13 | Yes | Yes | FLUSH MOUNTED TELECOMMUNICATIONS OUTLET 2 |  |  |  | Communication Outlet |  | University of San Diego | Manchester Hall |  | 1 | 109
568362 | POWER RECEPTACLE | MACH_ELECT_RCT_128 | Yes | Yes | SPLIT-WIRED DUPLEX RECEPTACLE |  |  |  | Receptacle |  | University of San Diego | Manchester Hall |  | 1 | 109B
568364 | TELECOMMUNICATION OUTLETS | MACH_ELECT_TCO_F4_65 | Yes | Yes | FLUSH MOUNTED TELECOMMUNICATIONS OUTLET 4 |  |  |  | Communication Outlet |  | University of San Diego | Manchester Hall | Career Development Ctr | 1 | 114
568367 | POWER RECEPTACLE | MACH_ELECT_RCT_129 | Yes | Yes | SPLIT-WIRED DUPLEX RECEPTACLE |  |  |  | Receptacle |  | University of San Diego | Manchester Hall | Career Development Ctr | 1 | 114
568368 | POWER RECEPTACLE | MACH_ELECT_RCT_130 | Yes | Yes | SPLIT-WIRED DUPLEX RECEPTACLE |  |  |  | Receptacle |  | University of San Diego | Manchester Hall | Career Development Ctr | 1 | 114
568369 | TELECOMMUNICATION OUTLETS (FLUSH TYPE -2) | MACH_ELECT_TCO_F2_14 | Yes | Yes | FLUSH MOUNTED TELECOMMUNICATIONS OUTLET 2 |  |  |  | Communication Outlet |  | University of San Diego | Manchester Hall | Career Development Ctr | 1 | 114
568370 | POWER RECEPTACLE | MACH_ELECT_RCT_131 | Yes | Yes | SPLIT-WIRED DUPLEX RECEPTACLE |  |  |  | Receptacle |  | University of San Diego | Manchester Hall | Career Development Ctr | 1 | 114
568372 | TELECOMMUNICATION OUTLETS | MACH_ELECT_TCO_F4_66 | Yes | Yes | FLUSH MOUNTED TELECOMMUNICATIONS OUTLET 4 |  |  |  | Communication Outlet |  | University of San Diego | Manchester Hall | Career Development Ctr | 1 | 114
568373 | POWER RECEPTACLE | MACH_ELECT_RCT_132 | Yes | Yes | SPLIT-WIRED DUPLEX RECEPTACLE |  |  |  | Receptacle |  | University of San Diego | Manchester Hall | Career Development Ctr | 1 | 114
568375 | POWER RECEPTACLE | MACH_ELECT_RCT_133 | Yes | Yes | SPLIT-WIRED DUPLEX RECEPTACLE |  |  |  | Receptacle |  | University of San Diego | Manchester Hall | Career Development Ctr | 1 | 112D
568377 | TELECOMMUNICATION OUTLETS | MACH_ELECT_TCO_F4_67 | Yes | Yes | FLUSH MOUNTED TELECOMMUNICATIONS OUTLET 4 |  |  |  | Communication Outlet |  | University of San Diego | Manchester Hall | Career Development Ctr | 1 | 112D
568379 | POWER RECEPTACLE | MACH_ELECT_RCT_134 | Yes | Yes | SPLIT-WIRED DUPLEX RECEPTACLE |  |  |  | Receptacle |  | University of San Diego | Manchester Hall | Career Development Ctr | 1 | 112D
568380 | TELECOMMUNICATION OUTLETS (FLUSH TYPE -2) | MACH_ELECT_TCO_F2_15 | Yes | Yes | FLUSH MOUNTED TELECOMMUNICATIONS OUTLET 2 |  |  |  | Communication Outlet |  | University of San Diego | Manchester Hall | Career Development Ctr | 1 | 112D
568381 | POWER RECEPTACLE | MACH_ELECT_RCT_135 | Yes | Yes | SPLIT-WIRED DUPLEX RECEPTACLE |  |  |  | Receptacle |  | University of San Diego | Manchester Hall | Career Development Ctr | 1 | 112D
568382 | TELECOMMUNICATION OUTLETS | MACH_ELECT_TCO_F4_68 | Yes | Yes | FLUSH MOUNTED TELECOMMUNICATIONS OUTLET 4 |  |  |  | Communication Outlet |  | University of San Diego | Manchester Hall | Career Development Ctr | 1 | 112C
568384 | POWER RECEPTACLE | MACH_ELECT_RCT_136 | Yes | Yes | SPLIT-WIRED DUPLEX RECEPTACLE |  |  |  | Receptacle |  | University of San Diego | Manchester Hall | Career Development Ctr | 1 | 112C
568385 | POWER RECEPTACLE | MACH_ELECT_RCT_137 | Yes | Yes | SPLIT-WIRED DUPLEX RECEPTACLE |  |  |  | Receptacle |  | University of San Diego | Manchester Hall | Career Development Ctr | 1 | 112C
568387 | TELECOMMUNICATION OUTLETS | MACH_ELECT_TCO_F4_69 | Yes | Yes | FLUSH MOUNTED TELECOMMUNICATIONS OUTLET 4 |  |  |  | Communication Outlet |  | University of San Diego | Manchester Hall | Career Development Ctr | 1 | 112C
568388 | POWER RECEPTACLE | MACH_ELECT_RCT_138 | Yes | Yes | SPLIT-WIRED DUPLEX RECEPTACLE |  |  |  | Receptacle |  | University of San Diego | Manchester Hall | Career Development Ctr | 1 | 112C
568390 | TELECOMMUNICATION OUTLETS (FLUSH TYPE -2) | MACH_ELECT_TCO_F2_16 | Yes | Yes | FLUSH MOUNTED TELECOMMUNICATIONS OUTLET 2 |  |  |  | Communication Outlet |  | University of San Diego | Manchester Hall | Career Development Ctr | 1 | 112C
568391 | POWER RECEPTACLE | MACH_ELECT_RCT_139 | Yes | Yes | SPLIT-WIRED DUPLEX RECEPTACLE |  |  |  | Receptacle |  | University of San Diego | Manchester Hall | Career Development Ctr | 1 | 112C
568393 | POWER RECEPTACLE | MACH_ELECT_RCT_140 | Yes | Yes | SPLIT-WIRED DUPLEX RECEPTACLE |  |  |  | Receptacle |  | University of San Diego | Manchester Hall | Career Development Ctr | 1 | 112B
568395 | TELECOMMUNICATION OUTLETS | MACH_ELECT_TCO_F4_70 | Yes | Yes | FLUSH MOUNTED TELECOMMUNICATIONS OUTLET 4 |  |  |  | Communication Outlet |  | University of San Diego | Manchester Hall | Career Development Ctr | 1 | 112B
568396 | POWER RECEPTACLE | MACH_ELECT_RCT_141 | Yes | Yes | SPLIT-WIRED DUPLEX RECEPTACLE |  |  |  | Receptacle |  | University of San Diego | Manchester Hall | Career Development Ctr | 1 | 112B
568398 | TELECOMMUNICATION OUTLETS | MACH_ELECT_TCO_F4_71 | Yes | Yes | FLUSH MOUNTED TELECOMMUNICATIONS OUTLET 4 |  |  |  | Communication Outlet |  | University of San Diego | Manchester Hall | Career Development Ctr | 1 | 112B
568399 | POWER RECEPTACLE | MACH_ELECT_RCT_142 | Yes | Yes | SPLIT-WIRED DUPLEX RECEPTACLE |  |  |  | Receptacle |  | University of San Diego | Manchester Hall | Career Development Ctr | 1 | 112B
568401 | TELECOMMUNICATION OUTLETS (FLUSH TYPE -2) | MACH_ELECT_TCO_F2_17 | Yes | Yes | FLUSH MOUNTED TELECOMMUNICATIONS OUTLET 2 |  |  |  | Communication Outlet |  | University of San Diego | Manchester Hall | Career Development Ctr | 1 | 112B
568404 | POWER RECEPTACLE | MACH_ELECT_RCT_143 | Yes | Yes | SPLIT-WIRED DUPLEX RECEPTACLE |  |  |  | Receptacle |  | University of San Diego | Manchester Hall | Career Development Ctr | 1 | 112B
568405 | POWER RECEPTACLE | MACH_ELECT_RCT_144 | Yes | Yes | DUPLEX RECEPTACLE, FLUSH MOUNTED |  |  |  | Receptacle |  | University of San Diego | Manchester Hall | Career Development Ctr | 1 | 112
568407 | POWER RECEPTACLE | MACH_ELECT_RCT_145 | Yes | Yes | SPLIT-WIRED DUPLEX RECEPTACLE |  |  |  | Receptacle |  | University of San Diego | Manchester Hall | Career Development Ctr | 1 | 112A
568409 | TELECOMMUNICATION OUTLETS | MACH_ELECT_TCO_F4_72 | Yes | Yes | FLUSH MOUNTED TELECOMMUNICATIONS OUTLET 4 |  |  |  | Communication Outlet |  | University of San Diego | Manchester Hall | Career Development Ctr | 1 | 112A
568410 | POWER RECEPTACLE | MACH_ELECT_RCT_146 | Yes | Yes | SPLIT-WIRED DUPLEX RECEPTACLE |  |  |  | Receptacle |  | University of San Diego | Manchester Hall | Career Development Ctr | 1 | 112A
568412 | POWER RECEPTACLE | MACH_ELECT_RCT_147 | Yes | Yes | SPLIT-WIRED DUPLEX RECEPTACLE |  |  |  | Receptacle |  | University of San Diego | Manchester Hall | Career Development Ctr | 1 | 112A
568414 | TELECOMMUNICATION OUTLETS | MACH_ELECT_TCO_F4_73 | Yes | Yes | FLUSH MOUNTED TELECOMMUNICATIONS OUTLET 4 |  |  |  | Communication Outlet |  | University of San Diego | Manchester Hall | Career Development Ctr | 1 | 112A
568415 | POWER RECEPTACLE | MACH_ELECT_RCT_148 | Yes | Yes | SPLIT-WIRED DUPLEX RECEPTACLE |  |  |  | Receptacle |  | University of San Diego | Manchester Hall | Career Development Ctr | 1 | 112A
568416 | TELECOMMUNICATION OUTLETS (FLUSH TYPE -2) | MACH_ELECT_TCO_F2_18 | Yes | Yes | FLUSH MOUNTED TELECOMMUNICATIONS OUTLET 2 |  |  |  | Communication Outlet |  | University of San Diego | Manchester Hall | Career Development Ctr | 1 | 112A

## Plumbing-FM
Revit ID | Category Name | Tag# | Building Asset | Active | Description | Model # | Serial # | EQUIPMENT TYPE | EQUIPMENT SUBTYPE | Manufacturer | Campus Name | Building Name | Department | Floor Code | Area# | Date Purchased | Warranty Date
Plumbing Fixtures