## Architectural-Area
Room Schedule
Campus Name | Building Name | Area# | Floor | Area Description | Type Code | Type Name | Department Code | Department Name | FICM Code | FICM Description | Actual sq. Ft. | Assignable Sq. Ft. | Custodial Sq. Ft. | Custodial Floor Type | APPA Custodial Space Type | Gender | #Sinks | #Toilets | #Urinals | #Showers | Lighting Type
Universsity of San Diego | Manchester Hall | 101B | 1 | Office | OFFICE | Office | 4140 | Career Development Ctr | 310 | Office | 101 | 101 | 101 | Carpeted Floors | Office | N/A |  |  |  |  | F1
Universsity of San Diego | Manchester Hall | 101A | 1 | Office | OFFICE | Office | 4140 | Career Development Ctr | 310 | Office | 99 | 99 | 99 | Carpeted Floors | Office | N/A |  |  |  |  | F1
Universsity of San Diego | Manchester Hall | 101 | 1 | Reception | OFFICE | Office | 4140 | Career Development Ctr | 315 | Office | 564 | 564 | 564 | Carpeted Floors | Office | N/A |  |  |  |  | F1A, F2, F9
Universsity of San Diego | Manchester Hall | 101C | 1 | Office | OFFICE | Office | 4140 | Career Development Ctr | 310 | Office | 213 | 213 | 213 | Carpeted Floors | Office | N/A |  |  |  |  | F1
Universsity of San Diego | Manchester Hall | 102A | 1 | Office | OFFICE | Office | 4140 | Career Development Ctr | 310 | Office | 100 | 99 | 100 | Carpeted Floors | Office | N/A |  |  |  |  | F1
Universsity of San Diego | Manchester Hall | 102B | 1 | Office | OFFICE | Office | 4140 | Career Development Ctr | 310 | Office | 101 | 99 | 101 | Carpeted Floors | Office | N/A |  |  |  |  | F1
Universsity of San Diego | Manchester Hall | 102C | 1 | Office | OFFICE | Office | 4140 | Career Development Ctr | 310 | Office | 102 | 101 | 102 | Carpeted Floors | Office | N/A |  |  |  |  | F1
Universsity of San Diego | Manchester Hall | 102E | 1 | Office | OFFICE | Office | 4140 | Career Development Ctr | 310 | Office | 99 | 96 | 99 | Carpeted Floors | Office | N/A |  |  |  |  | F1
Universsity of San Diego | Manchester Hall | 102F | 1 | Office | OFFICE | Office | 4140 | Career Development Ctr | 310 | Office | 89 | 87 | 89 | Carpeted Floors | Office | N/A |  |  |  |  | F1
Universsity of San Diego | Manchester Hall | 106 | 1 | Men's Restroom | RESTROOM | Restroom |  | Unassigned | X03 | Public Rest Room | 166 | 0 | 166 | Ceramic Tile | Washroom | Men | 2 | 2 | 2 |  | F5, F2
Universsity of San Diego | Manchester Hall | 104 | 1 | Women's Restroom | RESTROOM | Restroom |  | Unassigned | X03 | Public Rest Room | 166 | 0 | 166 | Ceramic Tile | Washroom | Women | 2 | 4 |  |  | F5, F2
Universsity of San Diego | Manchester Hall | 1002 | 1 | Stairs- East (near 106) | CIRCULATION | Circulation |  | Unassigned | W07 | Stairway | 125 | 0 | 125 | Rubber Tread/VCT | Stairwell | N/A |  |  |  |  | F3, F9
Universsity of San Diego | Manchester Hall | 103 | 1 | Auditorium | ASSEMBLY | Assembly |  | Unassigned | 610 | Meeting Room | 2324 | 0 | 2324 | Carpeted Floors | Auditorium Seating and Foyer | N/A |  |  |  |  | LTG (E), P-type (E)
Universsity of San Diego | Manchester Hall | 107 | 1 | Electrical | ELECTRICAL | Electrical |  | Unassigned | Y04 | Utility/Mechanical Space | 126 | 0 | 126 | Concrete | Utility | N/A |  |  |  |  | C2-type (E)
Universsity of San Diego | Manchester Hall | 103A | 1 | AV Closet | STORAGE | Storage | 630 | Continuing Education | 615 | Meeting Room Services | 38 | 38 | 38 | Carpeted Floors | Storeroom | N/A |  |  |  |  | B4(E)
Universsity of San Diego | Manchester Hall | EL-1A | 1 | Elevator 1 (1st Floor) | MECHANICAL | Mechanical |  | Unassigned | W02 | Elevator | 59 | 0 | 59 | Ceramic Tile | Elevator | N/A
Universsity of San Diego | Manchester Hall | 109 | 1 | Hallway | CIRCULATION | Circulation | 4140 | Career Development Ctr | 315 | Office service | 72 | 70 | 72 | Carpeted Floors | Public(circulation) Area | N/A |  |  |  |  | F1, F9
Universsity of San Diego | Manchester Hall | 109A | 1 | Office | OFFICE | Office | 4140 | Career Development Ctr | 310 | Office | 96 | 98 | 96 | Carpeted Floors | Office | N/A |  |  |  |  | F1
Universsity of San Diego | Manchester Hall | 109B | 1 | Breakroom | LOUNGE | Lounge | 4140 | Career Development Ctr | 315 | Office service | 162 | 158 | 162 | Hard Floors | Cafeteria | N/A |  |  |  |  | F1
Universsity of San Diego | Manchester Hall | 111 | 1 | Breakroom | LOUNGE | Lounge | 4140 | Career Development Ctr | 315 | Office service | 74 | 75 | 74 | Hard Floors | Cafeteria | N/A |  |  |  |  | F1
Universsity of San Diego | Manchester Hall | 114 | 1 | Interview Room | OFFICE | Office | 4140 | Career Development Ctr | 310 | Office | 116 | 116 | 116 | Carpeted Floors | Office | N/A |  |  |  |  | F1
Universsity of San Diego | Manchester Hall | 112D | 1 | Interview Room | OFFICE | Office | 4020 | Career Development Ctr | 310 | Office | 109 | 109 | 109 | Carpeted Floors | Office | N/A |  |  |  |  | F1
Universsity of San Diego | Manchester Hall | 112 | 1 | Hallway | CIRCULATION | Circulation | 4140 | Career Development Ctr | 315 | Office service | 146 | 146 | 146 | Carpeted Floors | Public(circulation) Area | N/A |  |  |  |  | F1, F9
Universsity of San Diego | Manchester Hall | 110 | 1 | Janitor Closet | CUSTODIAL | Custodial |  | Unassigned | X02 | Custodial Support Closet | 29 | 0 | 29 | Concrete | Storeroom | N/A
Universsity of San Diego | Manchester Hall | 1000 | 1 | Front Exterior Vestibule | CIRCULATION | Circulation |  | Unassigned | W05 | Lobby | 215 | 0 | 215 | Hard Floors | Public(circulation) Area | N/A |  |  |  |  | F3
Universsity of San Diego | Manchester Hall | 102 | 1 | Hallway | CIRCULATION | Circulation | 4140 | Career Development Ctr | 310 | Office service | 156 | 156 | 156 | Carpeted Floors | Public(circulation) Area | N/A |  |  |  |  | F1, F9
Universsity of San Diego | Manchester Hall | 103B | 1 | Telcom | TELECOM/IT | Telecom/IT | 5650 | Information Tech Services | Y04 | Utility/Mechanical Space | 38 | 0 | 38 | Carpeted Floors | Utility | N/A |  |  |  |  | B4-type(E)
Universsity of San Diego | Manchester Hall | 1004 | 1 | Exterior Vestibule | CIRCULATION | Circulation |  | Unassigned | W06 | Lobby | 104 | 0 | 104 | Hard Floors | Public(circulation) Area | N/A |  |  |  |  | F12
Universsity of San Diego | Manchester Hall | 112A | 1 | Interview Room | OFFICE | Office | 4140 | Career Development Ctr | 310 | Office | 74 | 73 | 74 | Carpeted Floors | Office | N/A |  |  |  |  | F1
Universsity of San Diego | Manchester Hall | 112B | 1 | Interview Room | OFFICE | Office | 4140 | Career Development Ctr | 310 | Office | 74 | 76 | 74 | Carpeted Floors | Office | N/A |  |  |  |  | F1
Universsity of San Diego | Manchester Hall | 112C | 1 | Interview Room | OFFICE | Office | 4140 | Career Development Ctr | 310 | Office | 69 | 70 | 69 | Carpeted Floors | Office | N/A |  |  |  |  | F1
Universsity of San Diego | Manchester Hall | 103C | 1 | Stage ADA Access | CIRCULATION | Circulation |  | Unassigned | 615 | Meeting Room | 136 | 0 | 136 | Hard Floors | Public(circulation) Area | N/A |  |  |  |  | D2-type (E)
Universsity of San Diego | Manchester Hall | 114A | 1 | Closet | CIRCULATION | Circulation | 4140 | Career Development Ctr | 315 | Office service | 21 | 21 | 21 | Carpeted Floors | Storeroom | N/A |  |  |  |  | C2-type (E)
Universsity of San Diego | Manchester Hall | 103D | 1 | Exit Vestibule | CIRCULATION | Circulation |  | Unassigned | 615 | Meeting Room | 40 | 0 | 40 | Hard Floors | Public(circulation) Area | N/A |  |  |  |  | D2-type (E)
Universsity of San Diego | Manchester Hall | 100 | 1 | Lobby | CIRCULATION | Circulation |  | Unassigned | W05 | Lobby | 1261 | 0 | 1261 | Hard Floors | Public(circulation) Area | N/A |  |  |  |  | F3, F8, F9, F13
Universsity of San Diego | Manchester Hall | 100A | 1 | Reception | OFFICE | Office | 4020 | Undergraduate admission | 315 | Office | 127 | 127 | 127 | Hard Floors | Office | N/A |  |  |  |  | F3
Universsity of San Diego | Manchester Hall | 108 | 1 | Mechanical | MECHANICAL | Mechanical |  | Unassigned | Y04 | Utility/Mechanical Space | 45 | 0 | 45 | Concrete | Utility | N/A |  |  |  |  | C2-type (E)
Universsity of San Diego | Manchester Hall | 1003 | 1 | Breezeway | CIRCULATION | Circulation |  | Unassigned | W06 | Lobby | 246 | 0 | 246 | Hard Floors | Public(circulation) Area | N/A |  |  |  |  | F12, G-type(E)
Universsity of San Diego | Manchester Hall | 105 | 1 | Storage | STORAGE | Storage | 4140 | Career Development Ctr | 315 | Office service | 89 | 90 | 89 | Concrete | Storeroom | N/A |  |  |  |  | D2-Type,E-Type
Universsity of San Diego | Manchester Hall | 1001 | 1 | Stairs - West (near Elevator) | CIRCULATION | Circulation |  | Unassigned | W07 | Stairway | 123 | 0 | 123 | Ceramic Tile | Stairwell | N/A |  |  |  |  | F3, F9
Universsity of San Diego | Manchester Hall | 102D | 1 | Office | OFFICE | Office | 4140 | Career Development Ctr | 310 | Office | 98 | 96 | 98 | Carpeted Floors | Office | N/A |  |  |  |  | F1
Universsity of San Diego | Manchester Hall | 201D | 2 | Office | OFFICE | Office | 4020 | Undergraduate admission | 310 | Office | 178 | 180 | 178 | Carpeted Floors | Office | N/A |  |  |  |  | F1
Universsity of San Diego | Manchester Hall | 201C | 2 | Office | OFFICE | Office | 4020 | Undergraduate admission | 310 | Office | 98 | 92 | 98 | Carpeted Floors | Office | N/A |  |  |  |  | F1
Universsity of San Diego | Manchester Hall | 201B | 2 | Office | OFFICE | Office | 4020 | Undergraduate admission | 310 | Office | 136 | 136 | 136 | Carpeted Floors | Office | N/A |  |  |  |  | F1
Universsity of San Diego | Manchester Hall | 201A | 2 | Office | OFFICE | Office | 4020 | Undergraduate admission | 310 | Office | 88 | 85 | 88 | Carpeted Floors | Office | N/A |  |  |  |  | F1
Universsity of San Diego | Manchester Hall | 201E | 2 | Office | OFFICE | Office | 4020 | Undergraduate admission | 310 | Office | 115 | 114 | 115 | Carpeted Floors | Office | N/A |  |  |  |  | F1
Universsity of San Diego | Manchester Hall | 201 | 2 | Hallway | CIRCULATION | Circulation | 4020 | Undergraduate admission | 315 | Office service | 188 | 186 | 188 | Carpeted Floors | Public(circulation) Area | N/A |  |  |  |  | F1, F9
Universsity of San Diego | Manchester Hall | 201G | 2 | Closet | CLOSET | Closet | 4020 | Undergraduate admission | 315 | Office service | 42 | 42 | 42 | Carpeted Floors | Storeroom | N/A |  |  |  |  | D4-type (E)
Universsity of San Diego | Manchester Hall | 203A | 2 | Janitorial Closet | STORAGE | Storage |  | Unassigned | X01 | Custodial Support Closet | 25 | 0 | 25 | Carpeted Floors | Storeroom | N/A |  |  |  |  | C1-Type(E)
Universsity of San Diego | Manchester Hall | 210 | 2 | Conference | MEETING | Meeting | 4020 | Undergraduate admission | 680 | Meeting Room | 250 | 250 | 250 | Carpeted Floors | Conference Room | N/A |  |  |  |  | F1
Universsity of San Diego | Manchester Hall | 203 | 2 | Conference | MEETING | Meeting | 4140 | Career Development Ctr | 680 | Meeting Room | 146 | 147 | 146 | Carpeted Floors | Conference Room | N/A |  |  |  |  | F1
Universsity of San Diego | Manchester Hall | 208C | 2 | Office | OFFICE | Office | 4020 | Undergraduate admission | 310 | Office | 86 | 86 | 86 | Carpeted Floors | Office | N/A |  |  |  |  | F1
Universsity of San Diego | Manchester Hall | 208B | 2 | Office | OFFICE | Office | 4020 | Undergraduate admission | 310 | Office | 94 | 93 | 94 | Carpeted Floors | Office | N/A |  |  |  |  | F1
Universsity of San Diego | Manchester Hall | 208 | 2 | Open Office | OFFICE | Office | 4020 | Undergraduate admission | 310 | Office | 1387 | 1387 | 1387 | Carpeted Floors | Office | N/A |  |  |  |  | F1
Universsity of San Diego | Manchester Hall | 208A | 2 | Office | OFFICE | Office | 4020 | Undergraduate admission | 310 | Office | 140 | 140 | 140 | Carpeted Floors | Office | N/A |  |  |  |  | F1
Universsity of San Diego | Manchester Hall | 206 | 2 | Men's Restroom | RESTROOM | Restroom |  | Unassigned | X03 | Public Rest Room | 152 | 0 | 152 | Ceramic Tile | Washroom | Men | 2 | 2 | 2 | 0 | F5, F2
Universsity of San Diego | Manchester Hall | 204 | 2 | Women's Restroom | RESTROOM | Restroom |  | Unassigned | X03 | Public Rest Room | 151 | 0 | 151 | Ceramic Tile | Washroom | Women | 2 | 4 | 0 | 0 | F5, F2
Universsity of San Diego | Manchester Hall | 204A | 2 | Janitorial Closet | STORAGE | Storage |  | Unassigned | X01 | Custodial Support Closet | 8 | 0 | 8 | Carpeted Floors | Storeroom | N/A
Universsity of San Diego | Manchester Hall | 202A | 2 | Office | OFFICE | Office | 4140 | Career Development Ctr | 310 | Office | 93 | 91 | 93 | Carpeted Floors | Office | N/A |  |  |  |  | F1
Universsity of San Diego | Manchester Hall | 202D | 2 | Office | OFFICE | Office | 4140 | Career Development Ctr | 310 | Office | 94 | 94 | 94 | Carpeted Floors | Office | N/A |  |  |  |  | F1
Universsity of San Diego | Manchester Hall | 202E | 2 | Office | OFFICE | Office | 4140 | Career Development Ctr | 310 | Office | 95 | 99 | 95 | Carpeted Floors | Office | N/A |  |  |  |  | F1
Universsity of San Diego | Manchester Hall | 202B | 2 | Office | OFFICE | Office | 4140 | Career Development Ctr | 310 | Office | 94 | 92 | 94 | Carpeted Floors | Office | N/A |  |  |  |  | F1
Universsity of San Diego | Manchester Hall | 202C | 2 | Office | OFFICE | Office | 4140 | Career Development Ctr | 310 | Office | 93 | 91 | 93 | Carpeted Floors | Office | N/A |  |  |  |  | F1
Universsity of San Diego | Manchester Hall | 202 | 2 | Hallway | CIRCULATION | Circulation | 4140 | Career Development Ctr | 315 | Office service | 236 | 235 | 236 | Carpeted Floors | Public(circulation) Area | N/A |  |  |  |  | F1, F9
Universsity of San Diego | Manchester Hall | 208E | 2 | Office | OFFICE | Office | 4140 | Career Development Ctr | 310 | Office | 78 | 78 | 78 | Carpeted Floors | Office | N/A |  |  |  |  | F1
Universsity of San Diego | Manchester Hall | 208D | 2 | Kitchenette | KITCHEN | Kitchen | 4020 | Undergraduate admission | 315 | Office service | 145 | 140 | 145 | Hard Floors | Cafeteria | N/A |  |  |  |  | F1
Universsity of San Diego | Manchester Hall | 2002 | 2 | Stairs- East (near 208) | CIRCULATION | Circulation |  | Unassigned | W07 | Stairway | 136 | 0 | 136 | Rubber Tread/VCT | Stairwell | N/A |  |  |  |  | F3, F9
Universsity of San Diego | Manchester Hall | 212 | 2 | Balcony | CIRCULATION | Circulation |  | Unassigned | W06 | Public Corridor | 377 | 0 | 377 | Hard Floors | Public(circulation) Area | N/A |  |  |  |  | G-type (E)
Universsity of San Diego | Manchester Hall | 205A | 2 | Office | OFFICE | Office | 4010 | Graduate Admission | 310 | Office | 155 | 154 | 155 | Carpeted Floors | Office | N/A |  |  |  |  | F1
Universsity of San Diego | Manchester Hall | 205B | 2 | Office | OFFICE | Office | 4010 | Graduate Admission | 310 | Office | 99 | 100 | 99 | Carpeted Floors | Office | N/A |  |  |  |  | F1
Universsity of San Diego | Manchester Hall | 205C | 2 | Office | OFFICE | Office | 4010 | Graduate Admission | 310 | Office | 100 | 100 | 100 | Carpeted Floors | Office | N/A |  |  |  |  | F1
Universsity of San Diego | Manchester Hall | 205D | 2 | Copy/Work | OFFICE | Office | 4010 | Graduate Admission | 310 | Office | 105 | 105 | 105 | Carpeted Floors | Office | N/A |  |  |  |  | F1
Universsity of San Diego | Manchester Hall | EL-1B | 2 | Elevator 1 (2st Floor) | MECHANICAL | Mechanical |  | Unassigned | W02 | Elevator | 59 | 0 | 59 | Ceramic Tile | Elevator | N/A
Universsity of San Diego | Manchester Hall | 210A | 2 | Closet | CLOSET | Closet | 4020 | Undergraduate admission | 315 | Office service | 33 | 33 | 33 | Carpeted Floors | Storeroom | N/A
Universsity of San Diego | Manchester Hall | 200 | 2 | Hallway | CIRCULATION | Circulation | 4020 | Undergraduate admission | 315 | Office service | 895 | 858 | 895 | Carpeted Floors | Public(circulation) Area | N/A |  |  |  |  | F7, F3, F10
Universsity of San Diego | Manchester Hall | 2001 | 2 | Stairs - West (near Elevator)C | CIRCULATION | Circulation |  | Unassigned | W07 | Stairway | 84 | 0 | 843 | Ceramic Tile | Public(circulation) Area | N/A |  |  |  |  | F3
Universsity of San Diego | Manchester Hall | 208F | 2 | Closet | CLOSET | Circulation | 4020 | Undergraduate admission | 315 | Office service | 14 | 17 | 14 | Carpeted Floors | Storeroom | N/A
Universsity of San Diego | Manchester Hall | 201F | 2 | Office | OFFICE | Office | 4020 | Undergraduate admission | 310 | Office | 188 | 188 | 188 | Carpeted Floors | Office | N/A |  |  |  |  | F1
Universsity of San Diego | Manchester Hall | 205 | 2 | Reception | OFFICE | Office | 4010 | Graduate Admission | 310 | Office | 179 | 179 | 179 | Carpeted Floors | Office | N/A |  |  |  |  | F1, F3, F9
Universsity of San Diego | Manchester Hall | 205E | 2 | Open Office | OFFICE | Office | 4010 | Graduate Admission | 310 | Office | 539 | 542 | 539 | Carpeted Floors | Office | N/A |  |  |  |  | F1

## Mechanical-FM
Air Terminal Schedule
Tag# | Building Asset | Active | Description | Model # | Serial # | EQUIPMENT TYPE | EQUIPMENT SUBTYPE | Manufacturer | Campus Name | Building Name | Department | Floor Code | Area# | Date Purchased | Warranty Date | Belt Size | Filter Size
MACH_HVAC_DF_EX_01 | Yes | Yes | Exhaust Diffuser | S80-S580V |  | Heating, Ventilating & Air Conditioning | Diffuser | Krueger | Universsity of San Diego | Manchester Hall | Career Development Ctr | 1 | 109B
MACH_HVAC_DF_EX_02 | Yes | Yes | Exhaust Diffuser | S80-S580V |  | Heating, Ventilating & Air Conditioning | Diffuser | Krueger | Universsity of San Diego | Manchester Hall | Unassigned | 1 | 104
MACH_HVAC_DF_EX_03 | Yes | Yes | Exhaust Diffuser | S80-S580V |  | Heating, Ventilating & Air Conditioning | Diffuser | Krueger | Universsity of San Diego | Manchester Hall | Undergraduate Admissions | 1 | 100A
MACH_HVAC_DF_EX_04 | Yes | Yes | Exhaust Diffuser | ELF375DX |  | Heating, Ventilating & Air Conditioning | Diffuser | Ruskin | Universsity of San Diego | Manchester Hall | Unassigned | 1 | 103D
MACH_HVAC_DF_RT_01 | Yes | Yes | Return Diffuser | S80-S580V |  | Heating, Ventilating & Air Conditioning | Diffuser | Krueger | Universsity of San Diego | Manchester Hall | Undergraduate Admissions | 2 | 208
MACH_HVAC_DF_RT_02 | Yes | Yes | Return Diffuser | S80-S580V |  | Heating, Ventilating & Air Conditioning | Diffuser | Krueger | Universsity of San Diego | Manchester Hall | Career Development Ctr | 1 | 109A
MACH_HVAC_DF_RT_03 | Yes | Yes | Return Diffuser | S80-S580V |  | Heating, Ventilating & Air Conditioning | Diffuser | Krueger | Universsity of San Diego | Manchester Hall | Undergraduate Admissions | 2 | 201C
MACH_HVAC_DF_RT_04 | Yes | Yes | Return Diffuser | S80-S580V |  | Heating, Ventilating & Air Conditioning | Diffuser | Krueger | Universsity of San Diego | Manchester Hall | Undergraduate Admissions | 2 | 201A
MACH_HVAC_DF_RT_05 | Yes | Yes | Return Diffuser | S80-S580V |  | Heating, Ventilating & Air Conditioning | Diffuser | Krueger | Universsity of San Diego | Manchester Hall | Undergraduate Admissions | 2 | 201E
MACH_HVAC_DF_RT_06 | Yes | Yes | Return Diffuser | S80-S580V |  | Heating, Ventilating & Air Conditioning | Diffuser | Krueger | Universsity of San Diego | Manchester Hall | Undergraduate Admissions | 2 | 201
MACH_HVAC_DF_RT_07 | Yes | Yes | Return Diffuser | S80-S580V |  | Heating, Ventilating & Air Conditioning | Diffuser | Krueger | Universsity of San Diego | Manchester Hall | Undergraduate Admissions | 2 | 208A
MACH_HVAC_DF_RT_08 | Yes | Yes | Return Diffuser | S80-S580V |  | Heating, Ventilating & Air Conditioning | Diffuser | Krueger | Universsity of San Diego | Manchester Hall | Career Development Ctr | 1 | 109
MACH_HVAC_DF_RT_09 | Yes | Yes | Return Diffuser | S80-S580V |  | Heating, Ventilating & Air Conditioning | Diffuser | Krueger | Universsity of San Diego | Manchester Hall | Career Development Ctr | 1 | 111
MACH_HVAC_DF_RT_10 | Yes | Yes | Return Diffuser | S80-S580V |  | Heating, Ventilating & Air Conditioning | Diffuser | Krueger | Universsity of San Diego | Manchester Hall | Career Development Ctr | 1 | 114
MACH_HVAC_DF_RT_11 | Yes | Yes | Return Diffuser | S80-S580V |  | Heating, Ventilating & Air Conditioning | Diffuser | Krueger | Universsity of San Diego | Manchester Hall | Career Development Ctr | 1 | 112D
MACH_HVAC_DF_RT_12 | Yes | Yes | Return Diffuser | S80-S580V |  | Heating, Ventilating & Air Conditioning | Diffuser | Krueger | Universsity of San Diego | Manchester Hall | Career Development Ctr | 1 | 102B
MACH_HVAC_DF_RT_13 | Yes | Yes | Return Diffuser | S80-S580V |  | Heating, Ventilating & Air Conditioning | Diffuser | Krueger | Universsity of San Diego | Manchester Hall | Career Development Ctr | 1 | 102A
MACH_HVAC_DF_RT_14 | Yes | Yes | Return Diffuser | S80-S580V |  | Heating, Ventilating & Air Conditioning | Diffuser | Krueger | Universsity of San Diego | Manchester Hall | Career Development Ctr | 1 | 102F
MACH_HVAC_DF_RT_15 | Yes | Yes | Return Diffuser | S80-S580V |  | Heating, Ventilating & Air Conditioning | Diffuser | Krueger | Universsity of San Diego | Manchester Hall | Career Development Ctr | 1 | 102
MACH_HVAC_DF_RT_16 | Yes | Yes | Return Diffuser | S80-S580V |  | Heating, Ventilating & Air Conditioning | Diffuser | Krueger | Universsity of San Diego | Manchester Hall | Career Development Ctr | 1 | 102E
MACH_HVAC_DF_RT_17 | Yes | Yes | Return Diffuser | S80-S580V |  | Heating, Ventilating & Air Conditioning | Diffuser | Krueger | Universsity of San Diego | Manchester Hall | Career Development Ctr | 1 | 102D
MACH_HVAC_DF_RT_18 | Yes | Yes | Return Diffuser | S80-S580V |  | Heating, Ventilating & Air Conditioning | Diffuser | Krueger | Universsity of San Diego | Manchester Hall | Career Development Ctr | 2 | 202A
MACH_HVAC_DF_RT_19 | Yes | Yes | Return Diffuser | S80-S580V |  | Heating, Ventilating & Air Conditioning | Diffuser | Krueger | Universsity of San Diego | Manchester Hall | Career Development Ctr | 2 | 202B
MACH_HVAC_DF_RT_20 | Yes | Yes | Return Diffuser | S80-S580V |  | Heating, Ventilating & Air Conditioning | Diffuser | Krueger | Universsity of San Diego | Manchester Hall | Career Development Ctr | 2 | 202C
MACH_HVAC_DF_RT_21 | Yes | Yes | Return Diffuser | S80-S580V |  | Heating, Ventilating & Air Conditioning | Diffuser | Krueger | Universsity of San Diego | Manchester Hall | Career Development Ctr | 2 | 202E
MACH_HVAC_DF_RT_22 | Yes | Yes | Return Diffuser | S80-S580V |  | Heating, Ventilating & Air Conditioning | Diffuser | Krueger | Universsity of San Diego | Manchester Hall | Undergraduate Admissions | 2 | 208B
MACH_HVAC_DF_RT_23 | Yes | Yes | Return Diffuser | S80-S580V |  | Heating, Ventilating & Air Conditioning | Diffuser | Krueger | Universsity of San Diego | Manchester Hall | Undergraduate Admissions | 2 | 208C
MACH_HVAC_DF_RT_24 | Yes | Yes | Return Diffuser | S80-S580V |  | Heating, Ventilating & Air Conditioning | Diffuser | Krueger | Universsity of San Diego | Manchester Hall | Career Development Ctr | 1 | 105
MACH_HVAC_DF_RT_25 | Yes | Yes | Return Diffuser | S80-S580V |  | Heating, Ventilating & Air Conditioning | Diffuser | Krueger | Universsity of San Diego | Manchester Hall | Undergraduate Admissions | 2 | 201D
MACH_HVAC_DF_RT_26 | Yes | Yes | Return Diffuser | S80-S580V |  | Heating, Ventilating & Air Conditioning | Diffuser | Krueger | Universsity of San Diego | Manchester Hall | Undergraduate Admissions | 2 | 201B
MACH_HVAC_DF_RT_27 | Yes | Yes | Return Diffuser | S80-S580V |  | Heating, Ventilating & Air Conditioning | Diffuser | Krueger | Universsity of San Diego | Manchester Hall | Undergraduate Admissions | 2 | 201F
MACH_HVAC_DF_RT_28 | Yes | Yes | Return Diffuser | S80-S580V |  | Heating, Ventilating & Air Conditioning | Diffuser | Krueger | Universsity of San Diego | Manchester Hall | Undergraduate Admissions | 2 | 210
MACH_HVAC_DF_RT_29 | Yes | Yes | Return Diffuser | S80-S580V |  | Heating, Ventilating & Air Conditioning | Diffuser | Krueger | Universsity of San Diego | Manchester Hall | Career Development Ctr | 2 | 203
MACH_HVAC_DF_RT_30 | Yes | Yes | Return Diffuser | S80-S580V |  | Heating, Ventilating & Air Conditioning | Diffuser | Krueger | Universsity of San Diego | Manchester Hall | Career Development Ctr | 2 | 208E
MACH_HVAC_DF_RT_31 | Yes | Yes | Return Diffuser | S80-S580V |  | Heating, Ventilating & Air Conditioning | Diffuser | Krueger | Universsity of San Diego | Manchester Hall | Undergraduate Admissions | 2 | 208D
MACH_HVAC_DF_RT_32 | Yes | Yes | Return Diffuser | S80-S580V |  | Heating, Ventilating & Air Conditioning | Diffuser | Krueger | Universsity of San Diego | Manchester Hall | Career Development Ctr | 1 | 101B
MACH_HVAC_DF_RT_33 | Yes | Yes | Return Diffuser | S80-S580V |  | Heating, Ventilating & Air Conditioning | Diffuser | Krueger | Universsity of San Diego | Manchester Hall | Career Development Ctr | 1 | 101A
MACH_HVAC_DF_RT_34 | Yes | Yes | Return Diffuser | S80-S580V |  | Heating, Ventilating & Air Conditioning | Diffuser | Krueger | Universsity of San Diego | Manchester Hall | Unassigned | 1 | 104
MACH_HVAC_DF_RT_35 | Yes | Yes | Return Diffuser | S80-S580V |  | Heating, Ventilating & Air Conditioning | Diffuser | Krueger | Universsity of San Diego | Manchester Hall | Unassigned | 1 | 106
MACH_HVAC_DF_RT_36 | Yes | Yes | Return Diffuser | S80-S580V |  | Heating, Ventilating & Air Conditioning | Diffuser | Krueger | Universsity of San Diego | Manchester Hall | Unassigned | 1 | 106
MACH_HVAC_DF_RT_37 | Yes | Yes | Return Diffuser | S80-S580V |  | Heating, Ventilating & Air Conditioning | Diffuser | Krueger | Universsity of San Diego | Manchester Hall | Unassigned | 1 | 104
MACH_HVAC_DF_RT_38 | Yes | Yes | Return Diffuser | S80-S580V |  | Heating, Ventilating & Air Conditioning | Diffuser | Krueger | Universsity of San Diego | Manchester Hall | Career Development Ctr | 2 | 202
MACH_HVAC_DF_RT_39 | Yes | Yes | Return Diffuser | S80-S580V |  | Heating, Ventilating & Air Conditioning | Diffuser | Krueger | Universsity of San Diego | Manchester Hall | Unassigned | 2 | 204
MACH_HVAC_DF_RT_40 | Yes | Yes | Return Diffuser | S80-S580V |  | Heating, Ventilating & Air Conditioning | Diffuser | Krueger | Universsity of San Diego | Manchester Hall | Unassigned | 2 | 204
MACH_HVAC_DF_RT_41 | Yes | Yes | Return Diffuser | S80-S580V |  | Heating, Ventilating & Air Conditioning | Diffuser | Krueger | Universsity of San Diego | Manchester Hall | Unassigned | 2 | 206
MACH_HVAC_DF_RT_42 | Yes | Yes | Return Diffuser | S80-S580V |  | Heating, Ventilating & Air Conditioning | Diffuser | Krueger | Universsity of San Diego | Manchester Hall | Unassigned | 2 | 206
MACH_HVAC_DF_RT_43 | Yes | Yes | Return Diffuser | S80-S580V |  | Heating, Ventilating & Air Conditioning | Diffuser | Krueger | Universsity of San Diego | Manchester Hall | Career Development Ctr | 1 | 102C
MACH_HVAC_DF_RT_44 | Yes | Yes | Supply Diffuser | S80-S580V |  | Heating, Ventilating & Air Conditioning | Diffuser | Krueger | Universsity of San Diego | Manchester Hall | Career Development Ctr | 1 | 112
MACH_HVAC_DF_RT_45 | Yes | Yes | Return Diffuser | S80-S580V |  | Heating, Ventilating & Air Conditioning | Diffuser | Krueger | Universsity of San Diego | Manchester Hall | Undergraduate Admissions | 2 | 200
MACH_HVAC_DF_RT_46 | Yes | Yes | Return Diffuser | S80-S580V |  | Heating, Ventilating & Air Conditioning | Diffuser | Krueger | Universsity of San Diego | Manchester Hall | Undergraduate Admissions | 2 | 200
MACH_HVAC_DF_RT_47 | Yes | Yes | Return Diffuser | S80-S580V |  | Heating, Ventilating & Air Conditioning | Diffuser | Krueger | Universsity of San Diego | Manchester Hall | Undergraduate Admissions | 2 | 200
MACH_HVAC_DF_RT_48 | Yes | Yes | Return Diffuser | S80-S580V |  | Heating, Ventilating & Air Conditioning | Diffuser | Krueger | Universsity of San Diego | Manchester Hall | Undergraduate Admissions | 2 | 200
MACH_HVAC_DF_RT_49 | Yes | Yes | Return Diffuser | S80-S580V |  | Heating, Ventilating & Air Conditioning | Diffuser | Krueger | Universsity of San Diego | Manchester Hall | Unassigned | 1 | 1003
MACH_HVAC_DF_RT_50 | Yes | Yes | Return Diffuser | S80-S580V |  | Heating, Ventilating & Air Conditioning | Diffuser | Krueger | Universsity of San Diego | Manchester Hall | Career Development Ctr | 1 | 101C
MACH_HVAC_DF_RT_51 | Yes | Yes | Return Diffuser | S80-S580V |  | Heating, Ventilating & Air Conditioning | Diffuser | Krueger | Universsity of San Diego | Manchester Hall | Career Development Ctr | 1 | 101
MACH_HVAC_DF_RT_52 | Yes | Yes | Return Diffuser | S80-S580V |  | Heating, Ventilating & Air Conditioning | Diffuser | Krueger | Universsity of San Diego | Manchester Hall | Undergraduate Admissions | 2 | 208
MACH_HVAC_DF_RT_53 | Yes | Yes | Return Diffuser | S80-S580V |  | Heating, Ventilating & Air Conditioning | Diffuser | Krueger | Universsity of San Diego | Manchester Hall | Unassigned | 2 | 212
MACH_HVAC_DF_RT_54 | Yes | Yes | Return Diffuser | S80-S580V |  | Heating, Ventilating & Air Conditioning | Diffuser | Krueger | Universsity of San Diego | Manchester Hall | Career Development Ctr | 2 | 202D
MACH_HVAC_DF_RTG_01 | Yes | Yes | Return Grill |  |  | Heating, Ventilating & Air Conditioning | Diffuser |  | Universsity of San Diego | Manchester Hall | Undergraduate Admissions | 1 | 100A
MACH_HVAC_DF_RTG_02 | Yes | Yes | Return Grill |  |  | Heating, Ventilating & Air Conditioning | Diffuser |  | Universsity of San Diego | Manchester Hall | Undergraduate Admissions | 1 | 100A
MACH_HVAC_DF_RTG_03 | Yes | Yes | Return Grill |  |  | Heating, Ventilating & Air Conditioning | Diffuser |  | Universsity of San Diego | Manchester Hall | Undergraduate Admissions | 1 | 100A
MACH_HVAC_DF_RTG_04 | Yes | Yes | Return Grill |  |  | Heating, Ventilating & Air Conditioning | Diffuser |  | Universsity of San Diego | Manchester Hall | Undergraduate Admissions | 1 | 100A
MACH_HVAC_DF_RTG_05 | Yes | Yes | Return Grill |  |  | Heating, Ventilating & Air Conditioning | Diffuser |  | Universsity of San Diego | Manchester Hall | Unassigned | 1 | 1002
MACH_HVAC_DF_SP_01 | Yes | Yes | Supply Diffuser | 1240 |  | Heating, Ventilating & Air Conditioning | Diffuser | Krueger | Universsity of San Diego | Manchester Hall | Career Development Ctr | 1 | 101
MACH_HVAC_DF_SP_02 | Yes | Yes | Supply Diffuser | 1240 |  | Heating, Ventilating & Air Conditioning | Diffuser | Krueger | Universsity of San Diego | Manchester Hall | Career Development Ctr | 1 | 102B
MACH_HVAC_DF_SP_03 | Yes | Yes | Supply Diffuser | 1240 |  | Heating, Ventilating & Air Conditioning | Diffuser | Krueger | Universsity of San Diego | Manchester Hall | Career Development Ctr | 1 | 101
MACH_HVAC_DF_SP_04 | Yes | Yes | Supply Diffuser | 1240 |  | Heating, Ventilating & Air Conditioning | Diffuser | Krueger | Universsity of San Diego | Manchester Hall | Career Development Ctr | 1 | 101
MACH_HVAC_DF_SP_05 | Yes | Yes | Supply Diffuser | 1240 |  | Heating, Ventilating & Air Conditioning | Diffuser | Krueger | Universsity of San Diego | Manchester Hall | Career Development Ctr | 1 | 101
MACH_HVAC_DF_SP_06 | Yes | Yes | Supply Diffuser | 1240 |  | Heating, Ventilating & Air Conditioning | Diffuser | Krueger | Universsity of San Diego | Manchester Hall | Career Development Ctr | 1 | 102
MACH_HVAC_DF_SP_07 | Yes | Yes | Supply Diffuser | 1240 |  | Heating, Ventilating & Air Conditioning | Diffuser | Krueger | Universsity of San Diego | Manchester Hall | Career Development Ctr | 1 | 102F
MACH_HVAC_DF_SP_08 | Yes | Yes | Supply Diffuser | 1240 |  | Heating, Ventilating & Air Conditioning | Diffuser | Krueger | Universsity of San Diego | Manchester Hall | Career Development Ctr | 1 | 102E
MACH_HVAC_DF_SP_09 | Yes | Yes | Supply Diffuser | 1240 |  | Heating, Ventilating & Air Conditioning | Diffuser | Krueger | Universsity of San Diego | Manchester Hall | Career Development Ctr | 1 | 102D
MACH_HVAC_DF_SP_10 | Yes | Yes | Supply Diffuser | 1240 |  | Heating, Ventilating & Air Conditioning | Diffuser | Krueger | Universsity of San Diego | Manchester Hall | Career Development Ctr | 1 | 112
MACH_HVAC_DF_SP_11 | Yes | Yes | Supply Diffuser | 1240 |  | Heating, Ventilating & Air Conditioning | Diffuser | Krueger | Universsity of San Diego | Manchester Hall | Career Development Ctr | 1 | 112A
MACH_HVAC_DF_SP_12 | Yes | Yes | Supply Diffuser | 1240 |  | Heating, Ventilating & Air Conditioning | Diffuser | Krueger | Universsity of San Diego | Manchester Hall | Career Development Ctr | 1 | 112B
MACH_HVAC_DF_SP_13 | Yes | Yes | Supply Diffuser | 1240 |  | Heating, Ventilating & Air Conditioning | Diffuser | Krueger | Universsity of San Diego | Manchester Hall | Career Development Ctr | 1 | 112B
MACH_HVAC_DF_SP_14 | Yes | Yes | Supply Diffuser | 1240 |  | Heating, Ventilating & Air Conditioning | Diffuser | Krueger | Universsity of San Diego | Manchester Hall | Career Development Ctr | 1 | 112C
MACH_HVAC_DF_SP_15 | Yes | Yes | Supply Diffuser | 1240 |  | Heating, Ventilating & Air Conditioning | Diffuser | Krueger | Universsity of San Diego | Manchester Hall | Career Development Ctr | 1 | 112D
MACH_HVAC_DF_SP_16 | Yes | Yes | Supply Diffuser | 1240 |  | Heating, Ventilating & Air Conditioning | Diffuser | Krueger | Universsity of San Diego | Manchester Hall | Career Development Ctr | 1 | 114
MACH_HVAC_DF_SP_17 | Yes | Yes | Supply Diffuser | 1240 |  | Heating, Ventilating & Air Conditioning | Diffuser | Krueger | Universsity of San Diego | Manchester Hall | Career Development Ctr | 1 | 111
MACH_HVAC_DF_SP_18 | Yes | Yes | Supply Diffuser | 1240 |  | Heating, Ventilating & Air Conditioning | Diffuser | Krueger | Universsity of San Diego | Manchester Hall | Career Development Ctr | 1 | 109B
MACH_HVAC_DF_SP_19 | Yes | Yes | Supply Diffuser | 1240 |  | Heating, Ventilating & Air Conditioning | Diffuser | Krueger | Universsity of San Diego | Manchester Hall | Career Development Ctr | 1 | 109
MACH_HVAC_DF_SP_20 | Yes | Yes | Supply Diffuser | 1240 |  | Heating, Ventilating & Air Conditioning | Diffuser | Krueger | Universsity of San Diego | Manchester Hall | Career Development Ctr | 1 | 109B
MACH_HVAC_DF_SP_21 | Yes | Yes | Supply Diffuser | 1240 |  | Heating, Ventilating & Air Conditioning | Diffuser | Krueger | Universsity of San Diego | Manchester Hall | Undergraduate Admissions | 2 | 201D
MACH_HVAC_DF_SP_22 | Yes | Yes | Supply Diffuser | 1240 |  | Heating, Ventilating & Air Conditioning | Diffuser | Krueger | Universsity of San Diego | Manchester Hall | Undergraduate Admissions | 2 | 201D
MACH_HVAC_DF_SP_23 | Yes | Yes | Supply Diffuser | 1240 |  | Heating, Ventilating & Air Conditioning | Diffuser | Krueger | Universsity of San Diego | Manchester Hall | Undergraduate Admissions | 2 | 201E
MACH_HVAC_DF_SP_24 | Yes | Yes | Supply Diffuser | 1240 |  | Heating, Ventilating & Air Conditioning | Diffuser | Krueger | Universsity of San Diego | Manchester Hall | Undergraduate Admissions | 2 | 201
MACH_HVAC_DF_SP_25 | Yes | Yes | Supply Diffuser | 1240 |  | Heating, Ventilating & Air Conditioning | Diffuser | Krueger | Universsity of San Diego | Manchester Hall | Undergraduate Admissions | 2 | 201
MACH_HVAC_DF_SP_26 | Yes | Yes | Supply Diffuser | 1240 |  | Heating, Ventilating & Air Conditioning | Diffuser | Krueger | Universsity of San Diego | Manchester Hall | Undergraduate Admissions | 2 | 201F
MACH_HVAC_DF_SP_27 | Yes | Yes | Supply Diffuser | 1240 |  | Heating, Ventilating & Air Conditioning | Diffuser | Krueger | Universsity of San Diego | Manchester Hall | Undergraduate Admissions | 2 | 201F
MACH_HVAC_DF_SP_28 | Yes | Yes | Supply Diffuser | 1240 |  | Heating, Ventilating & Air Conditioning | Diffuser | Krueger | Universsity of San Diego | Manchester Hall | Career Development Ctr | 2 | 202A
MACH_HVAC_DF_SP_29 | Yes | Yes | Supply Diffuser | 1240 |  | Heating, Ventilating & Air Conditioning | Diffuser | Krueger | Universsity of San Diego | Manchester Hall | Career Development Ctr | 2 | 202B
MACH_HVAC_DF_SP_30 | Yes | Yes | Supply Diffuser | 1240 |  | Heating, Ventilating & Air Conditioning | Diffuser | Krueger | Universsity of San Diego | Manchester Hall | Career Development Ctr | 2 | 202
MACH_HVAC_DF_SP_31 | Yes | Yes | Supply Diffuser | 1240 |  | Heating, Ventilating & Air Conditioning | Diffuser | Krueger | Universsity of San Diego | Manchester Hall | Career Development Ctr | 2 | 202
MACH_HVAC_DF_SP_32 | Yes | Yes | Supply Diffuser | 1240 |  | Heating, Ventilating & Air Conditioning | Diffuser | Krueger | Universsity of San Diego | Manchester Hall | Career Development Ctr | 2 | 202E
MACH_HVAC_DF_SP_33 | Yes | Yes | Supply Diffuser | 1240 |  | Heating, Ventilating & Air Conditioning | Diffuser | Krueger | Universsity of San Diego | Manchester Hall | Career Development Ctr | 2 | 202
MACH_HVAC_DF_SP_34 | Yes | Yes | Supply Diffuser | 1240 |  | Heating, Ventilating & Air Conditioning | Diffuser | Krueger | Universsity of San Diego | Manchester Hall | Undergraduate Admissions | 2 | 210
MACH_HVAC_DF_SP_35 | Yes | Yes | Supply Diffuser | 1240 |  | Heating, Ventilating & Air Conditioning | Diffuser | Krueger | Universsity of San Diego | Manchester Hall | Undergraduate Admissions | 2 | 210
MACH_HVAC_DF_SP_36 | Yes | Yes | Supply Diffuser | 1240 |  | Heating, Ventilating & Air Conditioning | Diffuser | Krueger | Universsity of San Diego | Manchester Hall | Undergraduate Admissions | 2 | 208
MACH_HVAC_DF_SP_37 | Yes | Yes | Supply Diffuser | 1240 |  | Heating, Ventilating & Air Conditioning | Diffuser | Krueger | Universsity of San Diego | Manchester Hall | Undergraduate Admissions | 2 | 208
MACH_HVAC_DF_SP_38 | Yes | Yes | Supply Diffuser | 1240 |  | Heating, Ventilating & Air Conditioning | Diffuser | Krueger | Universsity of San Diego | Manchester Hall | Undergraduate Admissions | 2 | 208
MACH_HVAC_DF_SP_39 | Yes | Yes | Supply Diffuser | 1240 |  | Heating, Ventilating & Air Conditioning | Diffuser | Krueger | Universsity of San Diego | Manchester Hall | Undergraduate Admissions | 2 | 208
MACH_HVAC_DF_SP_40 | Yes | Yes | Supply Diffuser | 1240 |  | Heating, Ventilating & Air Conditioning | Diffuser | Krueger | Universsity of San Diego | Manchester Hall | Undergraduate Admissions | 2 | 208
MACH_HVAC_DF_SP_41 | Yes | Yes | Supply Diffuser | 1240 |  | Heating, Ventilating & Air Conditioning | Diffuser | Krueger | Universsity of San Diego | Manchester Hall | Undergraduate Admissions | 2 | 208B
MACH_HVAC_DF_SP_42 | Yes | Yes | Supply Diffuser | 1240 |  | Heating, Ventilating & Air Conditioning | Diffuser | Krueger | Universsity of San Diego | Manchester Hall | Career Development Ctr | 2 | 208E
MACH_HVAC_DF_SP_43 | Yes | Yes | Supply Diffuser | 1240 |  | Heating, Ventilating & Air Conditioning | Diffuser | Krueger | Universsity of San Diego | Manchester Hall | Career Development Ctr | 2 | 203
MACH_HVAC_DF_SP_44 | Yes | Yes | Supply Diffuser | 1240 |  | Heating, Ventilating & Air Conditioning | Diffuser | Krueger | Universsity of San Diego | Manchester Hall | Career Development Ctr | 2 | 203
MACH_HVAC_DF_SP_45 | Yes | Yes | Supply Diffuser | 1240 |  | Heating, Ventilating & Air Conditioning | Diffuser | Krueger | Universsity of San Diego | Manchester Hall | Career Development Ctr | 1 | 102
MACH_HVAC_DF_SP_46 | Yes | Yes | Supply Diffuser | 1240 |  | Heating, Ventilating & Air Conditioning | Diffuser | Krueger | Universsity of San Diego | Manchester Hall | Undergraduate Admissions | 2 | 208C
MACH_HVAC_DF_SP_47 | Yes | Yes | Supply Diffuser | 1240 |  | Heating, Ventilating & Air Conditioning | Diffuser | Krueger | Universsity of San Diego | Manchester Hall | Unassigned | 1 | 100
MACH_HVAC_DF_SP_48 | Yes | Yes | Supply Diffuser | 1240 |  | Heating, Ventilating & Air Conditioning | Diffuser | Krueger | Universsity of San Diego | Manchester Hall | Undergraduate Admissions | 1 | 100A
MACH_HVAC_DF_SP_49 | Yes | Yes | Supply Diffuser | 1240 |  | Heating, Ventilating & Air Conditioning | Diffuser | Krueger | Universsity of San Diego | Manchester Hall | Undergraduate Admissions | 1 | 100A
MACH_HVAC_DF_SP_50 | Yes | Yes | Supply Diffuser | 1240 |  | Heating, Ventilating & Air Conditioning | Diffuser | Krueger | Universsity of San Diego | Manchester Hall | Unassigned | 1 | 100
MACH_HVAC_DF_SP_51 | Yes | Yes | Supply Diffuser | 1240 |  | Heating, Ventilating & Air Conditioning | Diffuser | Krueger | Universsity of San Diego | Manchester Hall | Unassigned | 1 | 100
MACH_HVAC_DF_SP_52 | Yes | Yes | Supply Diffuser | 1240 |  | Heating, Ventilating & Air Conditioning | Diffuser | Krueger | Universsity of San Diego | Manchester Hall | Undergraduate Admissions | 1 | 100A
MACH_HVAC_DF_SP_53 | Yes | Yes | Supply Diffuser | 1240 |  | Heating, Ventilating & Air Conditioning | Diffuser | Krueger | Universsity of San Diego | Manchester Hall | Unassigned | 1 | 103C
MACH_HVAC_DF_SP_54 | Yes | Yes | Supply Diffuser | 1240 |  | Heating, Ventilating & Air Conditioning | Diffuser | Krueger | Universsity of San Diego | Manchester Hall | Career Development Ctr | 1 | 101
MACH_HVAC_DF_SP_55 | Yes | Yes | Supply Diffuser | 1240 |  | Heating, Ventilating & Air Conditioning | Diffuser | Krueger | Universsity of San Diego | Manchester Hall | Career Development Ctr | 1 | 101B
MACH_HVAC_DF_SP_56 | Yes | Yes | Supply Diffuser | 1240 |  | Heating, Ventilating & Air Conditioning | Diffuser | Krueger | Universsity of San Diego | Manchester Hall | Career Development Ctr | 1 | 101A
MACH_HVAC_DF_SP_57 | Yes | Yes | Supply Diffuser | 1240 |  | Heating, Ventilating & Air Conditioning | Diffuser | Krueger | Universsity of San Diego | Manchester Hall | Career Development Ctr | 1 | 102A
MACH_HVAC_DF_SP_58 | Yes | Yes | Supply Diffuser | 1240 |  | Heating, Ventilating & Air Conditioning | Diffuser | Krueger | Universsity of San Diego | Manchester Hall | Career Development Ctr | 1 | 102C
MACH_HVAC_DF_SP_59 | Yes | Yes | Supply Diffuser | 1240 |  | Heating, Ventilating & Air Conditioning | Diffuser | Krueger | Universsity of San Diego | Manchester Hall | Career Development Ctr | 1 | 101C
MACH_HVAC_DF_SP_60 | Yes | Yes | Supply Diffuser | 1240 |  | Heating, Ventilating & Air Conditioning | Diffuser | Krueger | Universsity of San Diego | Manchester Hall | Career Development Ctr | 1 | 101C
MACH_HVAC_DF_SP_61 | Yes | Yes | Supply Diffuser | 1240 |  | Heating, Ventilating & Air Conditioning | Diffuser | Krueger | Universsity of San Diego | Manchester Hall | Career Development Ctr | 1 | 109A
MACH_HVAC_DF_SP_62 | Yes | Yes | Supply Diffuser | 1240 |  | Heating, Ventilating & Air Conditioning | Diffuser | Krueger | Universsity of San Diego | Manchester Hall | Undergraduate Admissions | 2 | 201C
MACH_HVAC_DF_SP_63 | Yes | Yes | Supply Diffuser | 1240 |  | Heating, Ventilating & Air Conditioning | Diffuser | Krueger | Universsity of San Diego | Manchester Hall | Undergraduate Admissions | 2 | 208D
MACH_HVAC_DF_SP_64 | Yes | Yes | Supply Diffuser | 1240 |  | Heating, Ventilating & Air Conditioning | Diffuser | Krueger | Universsity of San Diego | Manchester Hall | Career Development Ctr | 2 | 202C
MACH_HVAC_DF_SP_65 | Yes | Yes | Supply Diffuser | 1240 |  | Heating, Ventilating & Air Conditioning | Diffuser | Krueger | Universsity of San Diego | Manchester Hall | Career Development Ctr | 2 | 202D
MACH_HVAC_DF_SP_66 | Yes | Yes | Supply Diffuser | 1240 |  | Heating, Ventilating & Air Conditioning | Diffuser | Krueger | Universsity of San Diego | Manchester Hall | Undergraduate Admissions | 2 | 208
MACH_HVAC_DF_SP_67 | Yes | Yes | Supply Diffuser | 1240 |  | Heating, Ventilating & Air Conditioning | Diffuser | Krueger | Universsity of San Diego | Manchester Hall | Undergraduate Admissions | 2 | 208A
MACH_HVAC_DF_SP_68 | Yes | Yes | Supply Diffuser | 1240 |  | Heating, Ventilating & Air Conditioning | Diffuser | Krueger | Universsity of San Diego | Manchester Hall | Undergraduate Admissions | 2 | 208
MACH_HVAC_DF_SP_69 | Yes | Yes | Supply Diffuser | 1240 |  | Heating, Ventilating & Air Conditioning | Diffuser | Krueger | Universsity of San Diego | Manchester Hall | Undergraduate Admissions | 2 | 208
MACH_HVAC_DF_SP_70 | Yes | Yes | Supply Diffuser | 1240 |  | Heating, Ventilating & Air Conditioning | Diffuser | Krueger | Universsity of San Diego | Manchester Hall | Undergraduate Admissions | 2 | 208
MACH_HVAC_DF_SP_71 | Yes | Yes | Supply Diffuser | 1240 |  | Heating, Ventilating & Air Conditioning | Diffuser | Krueger | Universsity of San Diego | Manchester Hall | Undergraduate Admissions | 2 | 208
MACH_HVAC_DF_SP_72 | Yes | Yes | Supply Diffuser | 1240 |  | Heating, Ventilating & Air Conditioning | Diffuser | Krueger | Universsity of San Diego | Manchester Hall | Unassigned | 1 | 100
MACH_HVAC_DF_SP_73 | Yes | Yes | Supply Diffuser | 1240 |  | Heating, Ventilating & Air Conditioning | Diffuser | Krueger | Universsity of San Diego | Manchester Hall | Career Development Ctr | 1 | 112
MACH_HVAC_DF_SP_74 | Yes | Yes | Supply Diffuser | 1240 |  | Heating, Ventilating & Air Conditioning | Diffuser | Krueger | Universsity of San Diego | Manchester Hall | Undergraduate Admissions | 2 | 201B
MACH_HVAC_DF_SP_75 | Yes | Yes | Supply Diffuser | 1240 |  | Heating, Ventilating & Air Conditioning | Diffuser | Krueger | Universsity of San Diego | Manchester Hall | Undergraduate Admissions | 2 | 200
MACH_HVAC_DF_SP_76 | Yes | Yes | Supply Diffuser | 1240 |  | Heating, Ventilating & Air Conditioning | Diffuser | Krueger | Universsity of San Diego | Manchester Hall | Undergraduate Admissions | 2 | 200
MACH_HVAC_DF_SP_77 | Yes | Yes | Supply Diffuser | 1240 |  | Heating, Ventilating & Air Conditioning | Diffuser | Krueger | Universsity of San Diego | Manchester Hall | Undergraduate Admissions | 2 | 200
MACH_HVAC_DF_SP_78 | Yes | Yes | Supply Diffuser | 1240 |  | Heating, Ventilating & Air Conditioning | Diffuser | Krueger | Universsity of San Diego | Manchester Hall | Undergraduate Admissions | 2 | 200
MACH_HVAC_DF_SP_79 | Yes | Yes | Supply Diffuser | 1240 |  | Heating, Ventilating & Air Conditioning | Diffuser | Krueger | Universsity of San Diego | Manchester Hall | Undergraduate Admissions | 2 | 200
MACH_HVAC_DF_SP_80 | Yes | Yes | Supply Diffuser | 1240 |  | Heating, Ventilating & Air Conditioning | Diffuser | Krueger | Universsity of San Diego | Manchester Hall | Undergraduate Admissions | 2 | 200
MACH_HVAC_LD_SP_01 | Yes | Yes | Supply Diffuser |  |  | Heating, Ventilating & Air Conditioning | Linear Diffuser |  | Universsity of San Diego | Manchester Hall | Unassigned | 1 | 103
MACH_HVAC_LD_SP_02 | Yes | Yes | Supply Diffuser |  |  | Heating, Ventilating & Air Conditioning | Linear Diffuser |  | Universsity of San Diego | Manchester Hall | Unassigned | 1 | 103
MACH_HVAC_LD_SP_03 | Yes | Yes | Supply Diffuser |  |  | Heating, Ventilating & Air Conditioning | Linear Diffuser |  | Universsity of San Diego | Manchester Hall | Unassigned | 1 | 103
MACH_HVAC_LD_SP_04 | Yes | Yes | Supply Diffuser |  |  | Heating, Ventilating & Air Conditioning | Linear Diffuser |  | Universsity of San Diego | Manchester Hall | Unassigned | 1 | 103
MACH_HVAC_LD_SP_05 | Yes | Yes | Supply Diffuser |  |  | Heating, Ventilating & Air Conditioning | Linear Diffuser |  | Universsity of San Diego | Manchester Hall | Unassigned | 1 | 103
MACH_HVAC_LD_SP_06 | Yes | Yes | Supply Diffuser |  |  | Heating, Ventilating & Air Conditioning | Linear Diffuser |  | Universsity of San Diego | Manchester Hall | Unassigned | 1 | 103
MACH_HVAC_LD_SP_07 | Yes | Yes | Supply Diffuser |  |  | Heating, Ventilating & Air Conditioning | Linear Diffuser |  | Universsity of San Diego | Manchester Hall | Unassigned | 1 | 103
MACH_HVAC_LD_SP_08 | Yes | Yes | Supply Diffuser |  |  | Heating, Ventilating & Air Conditioning | Linear Diffuser |  | Universsity of San Diego | Manchester Hall | Unassigned | 1 | 103
MACH_HVAC_LD_SP_09 | Yes | Yes | Supply Diffuser |  |  | Heating, Ventilating & Air Conditioning | Linear Diffuser |  | Universsity of San Diego | Manchester Hall | Unassigned | 1 | 103
MACH_HVAC_LD_SP_10 | Yes | Yes | Supply Diffuser |  |  | Heating, Ventilating & Air Conditioning | Linear Diffuser |  | Universsity of San Diego | Manchester Hall | Unassigned | 1 | 103
MACH_HVAC_LD_SP_11 | Yes | Yes | Supply Diffuser |  |  | Heating, Ventilating & Air Conditioning | Linear Diffuser |  | Universsity of San Diego | Manchester Hall | Unassigned | 1 | 103
MACH_HVAC_LD_SP_12 | Yes | Yes | Supply Diffuser |  |  | Heating, Ventilating & Air Conditioning | Linear Diffuser |  | Universsity of San Diego | Manchester Hall | Unassigned | 1 | 103
MACH_HVAC_LD_SP_13 | Yes | Yes | Supply Diffuser |  |  | Heating, Ventilating & Air Conditioning | Linear Diffuser |  | Universsity of San Diego | Manchester Hall | Unassigned | 1 | 103
MACH_HVAC_LD_SP_14 | Yes | Yes | Supply Diffuser |  |  | Heating, Ventilating & Air Conditioning | Linear Diffuser |  | Universsity of San Diego | Manchester Hall | Unassigned | 1 | 103
MACH_HVAC_LD_SP_15 | Yes | Yes | Supply Diffuser |  |  | Heating, Ventilating & Air Conditioning | Linear Diffuser |  | Universsity of San Diego | Manchester Hall | Unassigned | 1 | 103
MACH_HVAC_LD_SP_16 | Yes | Yes | Supply Diffuser |  |  | Heating, Ventilating & Air Conditioning | Linear Diffuser |  | Universsity of San Diego | Manchester Hall | Unassigned | 1 | 103
MACH_HVAC_LD_SP_17 | Yes | Yes | Supply Diffuser |  |  | Heating, Ventilating & Air Conditioning | Linear Diffuser |  | Universsity of San Diego | Manchester Hall | Unassigned | 1 | 103
MACH_HVAC_LD_SP_18 | Yes | Yes | Supply Diffuser |  |  | Heating, Ventilating & Air Conditioning | Linear Diffuser |  | Universsity of San Diego | Manchester Hall | Unassigned | 1 | 103
MACH_HVAC_LD_SP_19 | Yes | Yes | Supply Diffuser |  |  | Heating, Ventilating & Air Conditioning | Linear Diffuser |  | Universsity of San Diego | Manchester Hall | Unassigned | 1 | 103
MACH_HVAC_LD_SP_20 | Yes | Yes | Supply Diffuser |  |  | Heating, Ventilating & Air Conditioning | Linear Diffuser |  | Universsity of San Diego | Manchester Hall | Unassigned | 1 | 103
MACH_HVAC_LD_SP_21 | Yes | Yes | Supply Diffuser |  |  | Heating, Ventilating & Air Conditioning | Linear Diffuser |  | Universsity of San Diego | Manchester Hall | Unassigned | 1 | 103
MACH_HVAC_LD_SP_22 | Yes | Yes | Supply Diffuser |  |  | Heating, Ventilating & Air Conditioning | Linear Diffuser |  | Universsity of San Diego | Manchester Hall | Unassigned | 1 | 103
MACH_HVAC_LD_SP_23 | Yes | Yes | Supply Diffuser |  |  | Heating, Ventilating & Air Conditioning | Linear Diffuser |  | Universsity of San Diego | Manchester Hall | Unassigned | 1 | 103
MACH_HVAC_LD_SP_24 | Yes | Yes | Supply Diffuser |  |  | Heating, Ventilating & Air Conditioning | Linear Diffuser |  | Universsity of San Diego | Manchester Hall | Unassigned | 1 | 103
MACH_HVAC_LD_SP_25 | Yes | Yes | Supply Diffuser |  |  | Heating, Ventilating & Air Conditioning | Linear Diffuser |  | Universsity of San Diego | Manchester Hall | Graduate Admissions | 2 | 205A
MACH_HVAC_LD_SP_26 | Yes | Yes | Supply Diffuser |  |  | Heating, Ventilating & Air Conditioning | Linear Diffuser |  | Universsity of San Diego | Manchester Hall | Graduate Admissions | 2 | 205A
MACH_HVAC_LD_SP_27 | Yes | Yes | Supply Diffuser |  |  | Heating, Ventilating & Air Conditioning | Linear Diffuser |  | Universsity of San Diego | Manchester Hall | Graduate Admissions | 2 | 205C
MACH_HVAC_LD_SP_28 | Yes | Yes | Supply Diffuser |  |  | Heating, Ventilating & Air Conditioning | Linear Diffuser |  | Universsity of San Diego | Manchester Hall | Graduate Admissions | 2 | 205C
MACH_HVAC_LD_SP_29 | Yes | Yes | Supply Diffuser |  |  | Heating, Ventilating & Air Conditioning | Linear Diffuser |  | Universsity of San Diego | Manchester Hall | Graduate Admissions | 2 | 205E
MACH_HVAC_LD_SP_30 | Yes | Yes | Supply Diffuser |  |  | Heating, Ventilating & Air Conditioning | Linear Diffuser |  | Universsity of San Diego | Manchester Hall | Graduate Admissions | 2 | 205E
MACH_HVAC_LD_SP_31 | Yes | Yes | Supply Diffuser |  |  | Heating, Ventilating & Air Conditioning | Linear Diffuser |  | Universsity of San Diego | Manchester Hall | Graduate Admissions | 2 | 205E
MACH_HVAC_LD_SP_32 | Yes | Yes | Supply Diffuser |  |  | Heating, Ventilating & Air Conditioning | Linear Diffuser |  | Universsity of San Diego | Manchester Hall | Graduate Admissions | 2 | 205E
MACH_HVAC_LD_SP_33 | Yes | Yes | Supply Diffuser |  |  | Heating, Ventilating & Air Conditioning | Linear Diffuser |  | Universsity of San Diego | Manchester Hall | Graduate Admissions | 2 | 205E
MACH_HVAC_LD_SP_34 | Yes | Yes | Supply Diffuser |  |  | Heating, Ventilating & Air Conditioning | Linear Diffuser |  | Universsity of San Diego | Manchester Hall | Graduate Admissions | 2 | 205E
MACH_HVAC_LD_SP_35 | Yes | Yes | Supply Diffuser |  |  | Heating, Ventilating & Air Conditioning | Linear Diffuser |  | Universsity of San Diego | Manchester Hall | Graduate Admissions | 2 | 205D
MACH_HVAC_LD_SP_36 | Yes | Yes | Supply Diffuser |  |  | Heating, Ventilating & Air Conditioning | Linear Diffuser |  | Universsity of San Diego | Manchester Hall | Graduate Admissions | 2 | 205D
MACH_HVAC_LD_SP_37 | Yes | Yes | Supply Diffuser |  |  | Heating, Ventilating & Air Conditioning | Linear Diffuser |  | Universsity of San Diego | Manchester Hall | Unassigned | 1 | 103
MACH_HVAC_LD_SP_38 | Yes | Yes | Supply Diffuser |  |  | Heating, Ventilating & Air Conditioning | Linear Diffuser |  | Universsity of San Diego | Manchester Hall | Unassigned | 1 | 103
MACH_HVAC_LD_SP_39 | Yes | Yes | Supply Diffuser |  |  | Heating, Ventilating & Air Conditioning | Linear Diffuser |  | Universsity of San Diego | Manchester Hall | Unassigned | 1 | 103
MACH_HVAC_LD_SP_40 | Yes | Yes | Supply Diffuser |  |  | Heating, Ventilating & Air Conditioning | Linear Diffuser |  | Universsity of San Diego | Manchester Hall | Unassigned | 1 | 103
Duct Accessory Schedule
Tag# | Building Asset | Active | Description | Model # | Serial # | EQUIPMENT TYPE | EQUIPMENT SUBTYPE | Manufacturer | Campus Name | Building Name | Department | Floor Code | Area# | Date Purchased | Warranty Date | Belt Size | Filter Size
MACH_HVAC_FD_01 | YES | YES | Fire Smoke Damper, FSD36 | FSD36 |  | Heating, Ventilating & Air Conditioning | Fire Damper | RASKIN | Universsity of San Diego | Manchester Hall | Unassigned | 1 | 106
MACH_HVAC_FD_02 | YES | YES | Fire Smoke Damper, FSD36 | FSD36 |  | Heating, Ventilating & Air Conditioning | Fire Damper | RASKIN | Universsity of San Diego | Manchester Hall | Unassigned | 1 | 103
MACH_HVAC_FD_03 | YES | YES | Fire Smoke Damper, FSD36 | FSD36 |  | Heating, Ventilating & Air Conditioning | Fire Damper | RASKIN | Universsity of San Diego | Manchester Hall | Unassigned | 1 | 103
MACH_HVAC_FD_04 | YES | YES | Fire Smoke Damper, FSD36 | FSD36 |  | Heating, Ventilating & Air Conditioning | Fire Damper | RASKIN | Universsity of San Diego | Manchester Hall | Unassigned | 2 | 203A
MACH_HVAC_FD_05 | YES | YES | Fire Smoke Damper, FSD36 | FSD36 |  | Heating, Ventilating & Air Conditioning | Fire Damper | RASKIN | Universsity of San Diego | Manchester Hall | Undergraduate Admissions | 2 | 210
MACH_HVAC_FD_06 | YES | YES | Fire Smoke Damper, FSD36 | FSD36 |  | Heating, Ventilating & Air Conditioning | Fire Damper | RASKIN | Universsity of San Diego | Manchester Hall | Undergraduate Admissions | 2 | 200
MACH_HVAC_FD_07 | YES | YES | Fire Smoke Damper, FSD36 | FSD36 |  | Heating, Ventilating & Air Conditioning | Fire Damper | RASKIN | Universsity of San Diego | Manchester Hall | Undergraduate Admissions | 2 | 200
MACH_HVAC_FD_08 | YES | YES | Fire Smoke Damper, FSD36 | FSD36 |  | Heating, Ventilating & Air Conditioning | Fire Damper | RASKIN | Universsity of San Diego | Manchester Hall | Unassigned | 2 | 204
MACH_HVAC_FD_09 | YES | YES | Fire Smoke Damper, FSD36 | FSD36 |  | Heating, Ventilating & Air Conditioning | Fire Damper | RASKIN | Universsity of San Diego | Manchester Hall | Unassigned | 2 | 206
Mechanical Equipment
Tag# | Building Asset | Active | Description | Model # | Serial # | EQUIPMENT TYPE | EQUIPMENT SUBTYPE | Manufacturer | Campus Name | Building Name | Department | Floor Code | Area# | Date Purchased | Warranty Date | Belt Size | Filter Size
MACH_HVAC_MechpipeIsoVlv1 | Yes | Yes | Mechanical Piping Isolation Valve |  |  | Heating, Ventilating & Air Conditioning |  |  | Universsity of San Diego | Manchester Hall | Career Development Ctr | 1 | 102E
MACH_HVAC_MechpipeIsoVlv2 | Yes | Yes | Mechanical Piping Isolation Valve |  |  | Heating, Ventilating & Air Conditioning |  |  | Universsity of San Diego | Manchester Hall | Career Development Ctr | 1 | 102E
MACH_HVAC_MechpipeIsoVlv3 | Yes | Yes | Mechanical Piping Isolation Valve |  |  | Heating, Ventilating & Air Conditioning |  |  | Universsity of San Diego | Manchester Hall | Career Development Ctr | 1 | 102E
MACH_HVAC_MechpipeIsoVlv4 | Yes | Yes | Mechanical Piping Isolation Valve |  |  | Heating, Ventilating & Air Conditioning |  |  | Universsity of San Diego | Manchester Hall | Career Development Ctr | 1 | 102E
MACH_HVAC_MechpipeIsoVlv5 | Yes | Yes | Mechanical Piping Isolation Valve |  |  | Heating, Ventilating & Air Conditioning |  |  | Universsity of San Diego | Manchester Hall | Undergraduate Admissions | 1 | 100A
MACH_HVAC_MechpipeIsoVlv6 | Yes | Yes | Mechanical Piping Isolation Valve |  |  | Heating, Ventilating & Air Conditioning |  |  | Universsity of San Diego | Manchester Hall | Undergraduate Admissions | 1 | 100A
MACH_HVAC_MechpipeIsoVlv7 | Yes | Yes | Mechanical Piping Isolation Valve |  |  | Heating, Ventilating & Air Conditioning |  |  | Universsity of San Diego | Manchester Hall | Undergraduate Admissions | 1 | 100A
MACH_HVAC_MechpipeIsoVlv8 | Yes | Yes | Mechanical Piping Isolation Valve |  |  | Heating, Ventilating & Air Conditioning |  |  | Universsity of San Diego | Manchester Hall | Undergraduate Admissions | 1 | 100A
MACH_HVAC_MechpipeIsoVlv9 | Yes | Yes | Mechanical Piping Isolation Valve |  |  | Heating, Ventilating & Air Conditioning |  |  | Universsity of San Diego | Manchester Hall | Career Development Ctr | 1 | 112C
MACH_HVAC_MechpipeIsoVlv10 | Yes | Yes | Mechanical Piping Isolation Valve |  |  | Heating, Ventilating & Air Conditioning |  |  | Universsity of San Diego | Manchester Hall | Career Development Ctr | 1 | 112C
MACH_HVAC_MechpipeIsoVlv11 | Yes | Yes | Mechanical Piping Isolation Valve |  |  | Heating, Ventilating & Air Conditioning |  |  | Universsity of San Diego | Manchester Hall | Career Development Ctr | 1 | 112C
MACH_HVAC_MechpipeIsoVlv12 | Yes | Yes | Mechanical Piping Isolation Valve |  |  | Heating, Ventilating & Air Conditioning |  |  | Universsity of San Diego | Manchester Hall | Career Development Ctr | 1 | 112C
MACH_HVAC_MechpipeIsoVlv13 | Yes | Yes | Mechanical Piping Isolation Valve |  |  | Heating, Ventilating & Air Conditioning |  |  | Universsity of San Diego | Manchester Hall | Career Development Ctr | 1 | 109B
MACH_HVAC_MechpipeIsoVlv14 | Yes | Yes | Mechanical Piping Isolation Valve |  |  | Heating, Ventilating & Air Conditioning |  |  | Universsity of San Diego | Manchester Hall | Career Development Ctr | 1 | 109B
MACH_HVAC_MechpipeIsoVlv15 | Yes | Yes | Mechanical Piping Isolation Valve |  |  | Heating, Ventilating & Air Conditioning |  |  | Universsity of San Diego | Manchester Hall | Career Development Ctr | 1 | 109B
MACH_HVAC_MechpipeIsoVlv16 | Yes | Yes | Mechanical Piping Isolation Valve |  |  | Heating, Ventilating & Air Conditioning |  |  | Universsity of San Diego | Manchester Hall | Career Development Ctr | 1 | 109B
MACH_HVAC_MechpipeIsoVlv17 | Yes | Yes | Mechanical Piping Isolation Valve |  |  | Heating, Ventilating & Air Conditioning |  |  | Universsity of San Diego | Manchester Hall | Career Development Ctr | 1 | 101C
MACH_HVAC_MechpipeIsoVlv18 | Yes | Yes | Mechanical Piping Isolation Valve |  |  | Heating, Ventilating & Air Conditioning |  |  | Universsity of San Diego | Manchester Hall | Career Development Ctr | 1 | 101C
MACH_HVAC_MechpipeIsoVlv19 | Yes | Yes | Mechanical Piping Isolation Valve |  |  | Heating, Ventilating & Air Conditioning |  |  | Universsity of San Diego | Manchester Hall | Career Development Ctr | 1 | 101C
MACH_HVAC_MechpipeIsoVlv20 | Yes | Yes | Mechanical Piping Isolation Valve |  |  | Heating, Ventilating & Air Conditioning |  |  | Universsity of San Diego | Manchester Hall | Career Development Ctr | 1 | 101C
MACH_HVAC_MechpipeIsoVlv21 | Yes | Yes | Mechanical Piping Isolation Valve |  |  | Heating, Ventilating & Air Conditioning |  |  | Universsity of San Diego | Manchester Hall | Career Development Ctr | 1 | 101
MACH_HVAC_MechpipeIsoVlv22 | Yes | Yes | Mechanical Piping Isolation Valve |  |  | Heating, Ventilating & Air Conditioning |  |  | Universsity of San Diego | Manchester Hall | Career Development Ctr | 1 | 101
MACH_HVAC_MechpipeIsoVlv23 | Yes | Yes | Mechanical Piping Isolation Valve |  |  | Heating, Ventilating & Air Conditioning |  |  | Universsity of San Diego | Manchester Hall | Career Development Ctr | 1 | 101
MACH_HVAC_MechpipeIsoVlv24 | Yes | Yes | Mechanical Piping Isolation Valve |  |  | Heating, Ventilating & Air Conditioning |  |  | Universsity of San Diego | Manchester Hall | Career Development Ctr | 1 | 101
MACH_HVAC_MechpipeIsoVlv25 | Yes | Yes | Mechanical Piping Isolation Valve |  |  | Heating, Ventilating & Air Conditioning |  |  | Universsity of San Diego | Manchester Hall | Career Development Ctr | 1 | 101
MACH_HVAC_MechpipeIsoVlv26 | Yes | Yes | Mechanical Piping Isolation Valve |  |  | Heating, Ventilating & Air Conditioning |  |  | Universsity of San Diego | Manchester Hall | Career Development Ctr | 1 | 101
MACH_HVAC_MechpipeIsoVlv27 | Yes | Yes | Mechanical Piping Isolation Valve |  |  | Heating, Ventilating & Air Conditioning |  |  | Universsity of San Diego | Manchester Hall | Career Development Ctr | 1 | 101
MACH_HVAC_MechpipeIsoVlv28 | Yes | Yes | Mechanical Piping Isolation Valve |  |  | Heating, Ventilating & Air Conditioning |  |  | Universsity of San Diego | Manchester Hall | Career Development Ctr | 1 | 101
MACH_HVAC_MechpipeIsoVlv29 | Yes | Yes | Mechanical Piping Isolation Valve |  |  | Heating, Ventilating & Air Conditioning |  |  | Universsity of San Diego | Manchester Hall | Career Development Ctr | 1 | 102C
MACH_HVAC_MechpipeIsoVlv30 | Yes | Yes | Mechanical Piping Isolation Valve |  |  | Heating, Ventilating & Air Conditioning |  |  | Universsity of San Diego | Manchester Hall | Career Development Ctr | 1 | 102C
MACH_HVAC_MechpipeIsoVlv31 | Yes | Yes | Mechanical Piping Isolation Valve |  |  | Heating, Ventilating & Air Conditioning |  |  | Universsity of San Diego | Manchester Hall | Career Development Ctr | 1 | 102C
MACH_HVAC_MechpipeIsoVlv32 | Yes | Yes | Mechanical Piping Isolation Valve |  |  | Heating, Ventilating & Air Conditioning |  |  | Universsity of San Diego | Manchester Hall | Career Development Ctr | 1 | 102C
MACH_HVAC_MechpipeIsoVlv33 | Yes | Yes | Mechanical Piping Isolation Valve |  |  | Heating, Ventilating & Air Conditioning |  |  | Universsity of San Diego | Manchester Hall | Career Development Ctr | 2 | 202C
MACH_HVAC_MechpipeIsoVlv34 | Yes | Yes | Mechanical Piping Isolation Valve |  |  | Heating, Ventilating & Air Conditioning |  |  | Universsity of San Diego | Manchester Hall | Career Development Ctr | 2 | 202C
MACH_HVAC_MechpipeIsoVlv35 | Yes | Yes | Mechanical Piping Isolation Valve |  |  | Heating, Ventilating & Air Conditioning |  |  | Universsity of San Diego | Manchester Hall | Career Development Ctr | 2 | 202C
MACH_HVAC_MechpipeIsoVlv36 | Yes | Yes | Mechanical Piping Isolation Valve |  |  | Heating, Ventilating & Air Conditioning |  |  | Universsity of San Diego | Manchester Hall | Career Development Ctr | 2 | 202C
MACH_HVAC_MechpipeIsoVlv37 | Yes | Yes | Mechanical Piping Isolation Valve |  |  | Heating, Ventilating & Air Conditioning |  |  | Universsity of San Diego | Manchester Hall | Career Development Ctr | 2 | 202E
MACH_HVAC_MechpipeIsoVlv38 | Yes | Yes | Mechanical Piping Isolation Valve |  |  | Heating, Ventilating & Air Conditioning |  |  | Universsity of San Diego | Manchester Hall | Career Development Ctr | 2 | 202E
MACH_HVAC_MechpipeIsoVlv39 | Yes | Yes | Mechanical Piping Isolation Valve |  |  | Heating, Ventilating & Air Conditioning |  |  | Universsity of San Diego | Manchester Hall | Career Development Ctr | 2 | 202E
MACH_HVAC_MechpipeIsoVlv40 | Yes | Yes | Mechanical Piping Isolation Valve |  |  | Heating, Ventilating & Air Conditioning |  |  | Universsity of San Diego | Manchester Hall | Career Development Ctr | 2 | 202E
MACH_HVAC_MechpipeIsoVlv41 | Yes | Yes | Mechanical Piping Isolation Valve |  |  | Heating, Ventilating & Air Conditioning |  |  | Universsity of San Diego | Manchester Hall | Undergraduate Admissions | 2 | 208A
MACH_HVAC_MechpipeIsoVlv42 | Yes | Yes | Mechanical Piping Isolation Valve |  |  | Heating, Ventilating & Air Conditioning |  |  | Universsity of San Diego | Manchester Hall | Undergraduate Admissions | 2 | 208A
MACH_HVAC_MechpipeIsoVlv43 | Yes | Yes | Mechanical Piping Isolation Valve |  |  | Heating, Ventilating & Air Conditioning |  |  | Universsity of San Diego | Manchester Hall | Undergraduate Admissions | 2 | 208A
MACH_HVAC_MechpipeIsoVlv44 | Yes | Yes | Mechanical Piping Isolation Valve |  |  | Heating, Ventilating & Air Conditioning |  |  | Universsity of San Diego | Manchester Hall | Undergraduate Admissions | 2 | 208A
MACH_HVAC_MechpipeIsoVlv45 | Yes | Yes | Mechanical Piping Isolation Valve |  |  | Heating, Ventilating & Air Conditioning |  |  | Universsity of San Diego | Manchester Hall | Undergraduate Admissions | 2 | 210
MACH_HVAC_MechpipeIsoVlv46 | Yes | Yes | Mechanical Piping Isolation Valve |  |  | Heating, Ventilating & Air Conditioning |  |  | Universsity of San Diego | Manchester Hall | Undergraduate Admissions | 2 | 210
MACH_HVAC_MechpipeIsoVlv47 | Yes | Yes | Mechanical Piping Isolation Valve |  |  | Heating, Ventilating & Air Conditioning |  |  | Universsity of San Diego | Manchester Hall | Undergraduate Admissions | 2 | 210
MACH_HVAC_MechpipeIsoVlv48 | Yes | Yes | Mechanical Piping Isolation Valve |  |  | Heating, Ventilating & Air Conditioning |  |  | Universsity of San Diego | Manchester Hall | Undergraduate Admissions | 2 | 210
MACH_HVAC_MechpipeIsoVlv49 | Yes | Yes | Mechanical Piping Isolation Valve |  |  | Heating, Ventilating & Air Conditioning |  |  | Universsity of San Diego | Manchester Hall | Undergraduate Admissions | 2 | 208
MACH_HVAC_MechpipeIsoVlv50 | Yes | Yes | Mechanical Piping Isolation Valve |  |  | Heating, Ventilating & Air Conditioning |  |  | Universsity of San Diego | Manchester Hall | Undergraduate Admissions | 2 | 208
MACH_HVAC_MechpipeIsoVlv51 | Yes | Yes | Mechanical Piping Isolation Valve |  |  | Heating, Ventilating & Air Conditioning |  |  | Universsity of San Diego | Manchester Hall | Undergraduate Admissions | 2 | 208
MACH_HVAC_MechpipeIsoVlv52 | Yes | Yes | Mechanical Piping Isolation Valve |  |  | Heating, Ventilating & Air Conditioning |  |  | Universsity of San Diego | Manchester Hall | Undergraduate Admissions | 2 | 208
MACH_HVAC_MechpipeIsoVlv53 | Yes | Yes | Mechanical Piping Isolation Valve |  |  | Heating, Ventilating & Air Conditioning |  |  | Universsity of San Diego | Manchester Hall | Undergraduate Admissions | 2 | 208
MACH_HVAC_MechpipeIsoVlv54 | Yes | Yes | Mechanical Piping Isolation Valve |  |  | Heating, Ventilating & Air Conditioning |  |  | Universsity of San Diego | Manchester Hall | Undergraduate Admissions | 2 | 208
MACH_HVAC_MechpipeIsoVlv55 | Yes | Yes | Mechanical Piping Isolation Valve |  |  | Heating, Ventilating & Air Conditioning |  |  | Universsity of San Diego | Manchester Hall | Undergraduate Admissions | 2 | 208
MACH_HVAC_MechpipeIsoVlv56 | Yes | Yes | Mechanical Piping Isolation Valve |  |  | Heating, Ventilating & Air Conditioning |  |  | Universsity of San Diego | Manchester Hall | Undergraduate Admissions | 2 | 208
MACH_HVAC_MechpipeIsoVlv57 | Yes | Yes | Mechanical Piping Isolation Valve |  |  | Heating, Ventilating & Air Conditioning |  |  | Universsity of San Diego | Manchester Hall | Undergraduate Admissions | 2 | 208
MACH_HVAC_MechpipeIsoVlv58 | Yes | Yes | Mechanical Piping Isolation Valve |  |  | Heating, Ventilating & Air Conditioning |  |  | Universsity of San Diego | Manchester Hall | Undergraduate Admissions | 2 | 208
MACH_HVAC_MechpipeIsoVlv59 | Yes | Yes | Mechanical Piping Isolation Valve |  |  | Heating, Ventilating & Air Conditioning |  |  | Universsity of San Diego | Manchester Hall | Undergraduate Admissions | 2 | 208
MACH_HVAC_MechpipeIsoVlv60 | Yes | Yes | Mechanical Piping Isolation Valve |  |  | Heating, Ventilating & Air Conditioning |  |  | Universsity of San Diego | Manchester Hall | Undergraduate Admissions | 2 | 208
MACH_HVAC_MechpipeIsoVlv61 | Yes | Yes | Mechanical Piping Isolation Valve |  |  | Heating, Ventilating & Air Conditioning |  |  | Universsity of San Diego | Manchester Hall | Undergraduate Admissions | 2 | 200
MACH_HVAC_MechpipeIsoVlv62 | Yes | Yes | Mechanical Piping Isolation Valve |  |  | Heating, Ventilating & Air Conditioning |  |  | Universsity of San Diego | Manchester Hall | Undergraduate Admissions | 2 | 200
MACH_HVAC_MechpipeIsoVlv63 | Yes | Yes | Mechanical Piping Isolation Valve |  |  | Heating, Ventilating & Air Conditioning |  |  | Universsity of San Diego | Manchester Hall | Undergraduate Admissions | 2 | 200
MACH_HVAC_MechpipeIsoVlv64 | Yes | Yes | Mechanical Piping Isolation Valve |  |  | Heating, Ventilating & Air Conditioning |  |  | Universsity of San Diego | Manchester Hall | Undergraduate Admissions | 2 | 200
MACH_HVAC_MechpipeIsoVlv65 | Yes | Yes | Mechanical Piping Isolation Valve |  |  | Heating, Ventilating & Air Conditioning |  |  | Universsity of San Diego | Manchester Hall | Undergraduate Admissions | 2 | 201
MACH_HVAC_MechpipeIsoVlv66 | Yes | Yes | Mechanical Piping Isolation Valve |  |  | Heating, Ventilating & Air Conditioning |  |  | Universsity of San Diego | Manchester Hall | Undergraduate Admissions | 2 | 201
MACH_HVAC_MechpipeIsoVlv67 | Yes | Yes | Mechanical Piping Isolation Valve |  |  | Heating, Ventilating & Air Conditioning |  |  | Universsity of San Diego | Manchester Hall | Undergraduate Admissions | 2 | 201
MACH_HVAC_MechpipeIsoVlv68 | Yes | Yes | Mechanical Piping Isolation Valve |  |  | Heating, Ventilating & Air Conditioning |  |  | Universsity of San Diego | Manchester Hall | Undergraduate Admissions | 2 | 201
MACH_HVAC_MechpipeIsoVlv69 | Yes | Yes | Mechanical Piping Isolation Valve |  |  | Heating, Ventilating & Air Conditioning |  |  | Universsity of San Diego | Manchester Hall | Undergraduate Admissions | 2 | 201D
MACH_HVAC_MechpipeIsoVlv70 | Yes | Yes | Mechanical Piping Isolation Valve |  |  | Heating, Ventilating & Air Conditioning |  |  | Universsity of San Diego | Manchester Hall | Undergraduate Admissions | 2 | 201D
MACH_HVAC_MechpipeIsoVlv71 | Yes | Yes | Mechanical Piping Isolation Valve |  |  | Heating, Ventilating & Air Conditioning |  |  | Universsity of San Diego | Manchester Hall | Undergraduate Admissions | 2 | 201D
MACH_HVAC_MechpipeIsoVlv72 | Yes | Yes | Mechanical Piping Isolation Valve |  |  | Heating, Ventilating & Air Conditioning |  |  | Universsity of San Diego | Manchester Hall | Undergraduate Admissions | 2 | 201D
MACH_HVAC_MechpipeIsoVlv73 | Yes | Yes | Mechanical Piping Isolation Valve |  |  | Heating, Ventilating & Air Conditioning |  |  | Universsity of San Diego | Manchester Hall | Undergraduate Admissions | 2 | 201B
MACH_HVAC_MechpipeIsoVlv74 | Yes | Yes | Mechanical Piping Isolation Valve |  |  | Heating, Ventilating & Air Conditioning |  |  | Universsity of San Diego | Manchester Hall | Undergraduate Admissions | 2 | 201B
MACH_HVAC_MechpipeIsoVlv75 | Yes | Yes | Mechanical Piping Isolation Valve |  |  | Heating, Ventilating & Air Conditioning |  |  | Universsity of San Diego | Manchester Hall | Undergraduate Admissions | 2 | 201B
MACH_HVAC_MechpipeIsoVlv76 | Yes | Yes | Mechanical Piping Isolation Valve |  |  | Heating, Ventilating & Air Conditioning |  |  | Universsity of San Diego | Manchester Hall | Undergraduate Admissions | 2 | 201B
MACH_HVAC_MechpipeIsoVlv77 | Yes | Yes | Mechanical Piping Isolation Valve |  |  | Heating, Ventilating & Air Conditioning |  |  | Universsity of San Diego | Manchester Hall | Career Development Ctr | 1 | 112
MACH_HVAC_MechpipeIsoVlv80 | Yes | Yes | Mechanical Piping Isolation Valve |  |  | Heating, Ventilating & Air Conditioning |  |  | Universsity of San Diego | Manchester Hall | Career Development Ctr | 1 | 112
MACH_HVAC_MechpipeIsoVlv79 | Yes | Yes | Mechanical Piping Isolation Valve |  |  | Heating, Ventilating & Air Conditioning |  |  | Universsity of San Diego | Manchester Hall | Career Development Ctr | 1 | 112
MACH_HVAC_MechpipeIsoVlv78 | Yes | Yes | Mechanical Piping Isolation Valve |  |  | Heating, Ventilating & Air Conditioning |  |  | Universsity of San Diego | Manchester Hall | Career Development Ctr | 1 | 112
MACH_HVAC_DomWtrIsoVlv1 | Yes | Yes | Domestic Water Isolation Valve |  |  | Heating, Ventilating & Air Conditioning |  |  | Universsity of San Diego | Manchester Hall | Undergraduate Admissions | 2 | 208
MACH_HVAC_DomWtrIsoVlv2 | Yes | Yes | Domestic Water Isolation Valve |  |  | Heating, Ventilating & Air Conditioning |  |  | Universsity of San Diego | Manchester Hall | Undergraduate Admissions | 2 | 208
MACH_HVAC_DomWtrIsoVlv3 | Yes | Yes | Domestic Water Isolation Valve |  |  | Heating, Ventilating & Air Conditioning |  |  | Universsity of San Diego | Manchester Hall | Undergraduate Admissions | 2 | 208
MACH_HVAC_AH2 | Yes | Yes | Air Handler outdoor AHU-2 | RDS708B |  | Heating, Ventilating & Air Conditioning | Air Handler | DAIKIN | Universsity of San Diego | Manchester Hall |  | Roof |  |  | 1 Year | B62
MACH_HVAC_AH1 | Yes | Yes | Air Handler outdoor AHU-1 | RDS800C |  | Heating, Ventilating & Air Conditioning | Air Handler | DAIKIN | Universsity of San Diego | Manchester Hall |  | Roof |  |  | 1 Year | BX55
MACH_HVAC_DomHWBoil1 | Yes | Yes | Domestic Hot Water Boiler |  |  | Heating, Ventilating & Air Conditioning | Boiler |  | Universsity of San Diego | Manchester Hall | Unassigned | 1 | 110
MACH_HVAC_FanCoil 01 | Yes | Yes | FAN COIL UNIT | HPP |  | Heating, Ventilating & Air Conditioning | Fan coil | ENVIRO_TEC | Universsity of San Diego | Manchester Hall | Career Development Ctr | 1 | 102E |  |  |  | 30% Pleated (MERV 8)
MACH_HVAC_FanCoil 02 | Yes | Yes | FAN COIL UNIT | HPP |  | Heating, Ventilating & Air Conditioning | Fan coil | ENVIRO_TEC | Universsity of San Diego | Manchester Hall | Undergraduate Admissions | 2 | 208 |  |  |  | 30% Pleated (MERV 8)
MACH_HVAC_FanCoil 03 | Yes | Yes | FAN COIL UNIT | HPP |  | Heating, Ventilating & Air Conditioning | Fan coil | ENVIRO_TEC | Universsity of San Diego | Manchester Hall | Career Development Ctr | 1 | 112B |  |  |  | 30% Pleated (MERV 8)
MACH_HVAC_FanCoil 04 | Yes | Yes | FAN COIL UNIT | HPP |  | Heating, Ventilating & Air Conditioning | Fan coil | ENVIRO_TEC | Universsity of San Diego | Manchester Hall | Undergraduate Admissions | 2 | 210 |  |  |  | 30% Pleated (MERV 8)
MACH_HVAC_FanCoil 05 | Yes | Yes | FAN COIL UNIT | HPP |  | Heating, Ventilating & Air Conditioning | Fan coil | ENVIRO_TEC | Universsity of San Diego | Manchester Hall | Undergraduate Admissions | 2 | 208A |  |  |  | 30% Pleated (MERV 8)
MACH_HVAC_FanCoil 07 | Yes | Yes | FAN COIL UNIT | HPP |  | Heating, Ventilating & Air Conditioning | Fan coil | ENVIRO_TEC | Universsity of San Diego | Manchester Hall | Undergraduate Admissions | 2 | 200 |  |  |  | 30% Pleated (MERV 8)
MACH_HVAC_FanCoil 09 | Yes | Yes | FAN COIL UNIT | H |  | Heating, Ventilating & Air Conditioning | Fan coil | ENVIRO_TEC | Universsity of San Diego | Manchester Hall | Undergraduate Admissions | 1 | 100A |  |  |  | 30% Pleated (MERV 8)
MACH_HVAC_FanCoil 10 | Yes | Yes | FAN COIL UNIT | HPP |  | Heating, Ventilating & Air Conditioning | Fan coil | ENVIRO_TEC | Universsity of San Diego | Manchester Hall | Career Development Ctr | 1 | 109 |  |  |  | 30% Pleated (MERV 8)
MACH_HVAC_FanCoil 11 | Yes | Yes | FAN COIL UNIT | HPP |  | Heating, Ventilating & Air Conditioning | Fan coil | ENVIRO_TEC | Universsity of San Diego | Manchester Hall | Career Development Ctr | 1 | 114 |  |  |  | 30% Pleated (MERV 8)
MACH_HVAC_FanCoil 12 | Yes | Yes | FAN COIL UNIT | HPP |  | Heating, Ventilating & Air Conditioning | Fan coil | ENVIRO_TEC | Universsity of San Diego | Manchester Hall | Career Development Ctr | 1 | 101C |  |  |  | 30% Pleated (MERV 8)
MACH_HVAC_FanCoil 13 | Yes | Yes | FAN COIL UNIT | HPP |  | Heating, Ventilating & Air Conditioning | Fan coil | ENVIRO_TEC | Universsity of San Diego | Manchester Hall | Career Development Ctr | 1 | 102C |  |  |  | 30% Pleated (MERV 8)
MACH_HVAC_FanCoil 14 | Yes | Yes | FAN COIL UNIT | HPP |  | Heating, Ventilating & Air Conditioning | Fan coil | ENVIRO_TEC | Universsity of San Diego | Manchester Hall | Career Development Ctr | 1 | 101 |  |  |  | 30% Pleated (MERV 8)
MACH_HVAC_FanCoil 15 | Yes | Yes | FAN COIL UNIT | HPP |  | Heating, Ventilating & Air Conditioning | Fan coil | ENVIRO_TEC | Universsity of San Diego | Manchester Hall | Career Development Ctr | 1 | 101 |  |  |  | 30% Pleated (MERV 8)
MACH_HVAC_FanCoil 16 | Yes | Yes | FAN COIL UNIT | HPP |  | Heating, Ventilating & Air Conditioning | Fan coil | ENVIRO_TEC | Universsity of San Diego | Manchester Hall | Undergraduate Admissions | 2 | 201D |  |  |  | 30% Pleated (MERV 8)
MACH_HVAC_FanCoil 17 | Yes | Yes | FAN COIL UNIT | HPP |  | Heating, Ventilating & Air Conditioning | Fan coil | ENVIRO_TEC | Universsity of San Diego | Manchester Hall | Undergraduate Admissions | 2 | 201B |  |  |  | 30% Pleated (MERV 8)
MACH_HVAC_FanCoil 18 | Yes | Yes | FAN COIL UNIT | HPP |  | Heating, Ventilating & Air Conditioning | Fan coil | ENVIRO_TEC | Universsity of San Diego | Manchester Hall | Undergraduate Admissions | 2 | 201 |  |  |  | 30% Pleated (MERV 8)
MACH_HVAC_FanCoil 19 | Yes | Yes | FAN COIL UNIT | H |  | Heating, Ventilating & Air Conditioning | Fan coil | ENVIRO_TEC | Universsity of San Diego | Manchester Hall | Undergraduate Admissions | 2 | 208 |  |  |  | 30% Pleated (MERV 8)
MACH_HVAC_FanCoil 20 | Yes | Yes | FAN COIL UNIT | HPP |  | Heating, Ventilating & Air Conditioning | Fan coil | ENVIRO_TEC | Universsity of San Diego | Manchester Hall | Undergraduate Admissions | 2 | 208 |  |  |  | 30% Pleated (MERV 8)
MACH_HVAC_FanCoil 21 | Yes | Yes | FAN COIL UNIT | HPP |  | Heating, Ventilating & Air Conditioning | Fan coil | ENVIRO_TEC | Universsity of San Diego | Manchester Hall | Career Development Ctr | 2 | 202E |  |  |  | 30% Pleated (MERV 8)
MACH_HVAC_FanCoil 22 | Yes | Yes | FAN COIL UNIT | HPP |  | Heating, Ventilating & Air Conditioning | Fan coil | ENVIRO_TEC | Universsity of San Diego | Manchester Hall | Career Development Ctr | 2 | 202C |  |  |  | 30% Pleated (MERV 8)
MACH_HVAC_GV1 | Yes | Yes | Gravity Ventilator | GRSI-10-0-1 |  | Heating, Ventilating & Air Conditioning | Gravity Ventilator | GREENHECK | Universsity of San Diego | Manchester Hall |  | Roof
MACH_HVAC_GV2 | Yes | Yes | Gravity Ventilator | GRSI-10-0-1 |  | Heating, Ventilating & Air Conditioning | Gravity Ventilator | GREENHECK | Universsity of San Diego | Manchester Hall |  | Roof
MACH_HVAC_IV2 | Yes | Yes | Intake Ventilator | GRSI-10-0-1 |  | Heating, Ventilating & Air Conditioning | Intake Ventilator | GREENHECK | Universsity of San Diego | Manchester Hall |  | Roof
MACH_HVAC_IV1 | Yes | Yes | Intake Ventilator | GRSI-10-0-1 |  | Heating, Ventilating & Air Conditioning | Intake Ventilator | GREENHECK | Universsity of San Diego | Manchester Hall |  | Roof
MACH_HVAC_GV3 | Yes | Yes | Gravity Ventilator | GRSI-12-0-1 |  | Heating, Ventilating & Air Conditioning | Gravity Ventilator | GREENHECK | Universsity of San Diego | Manchester Hall |  | Roof
MACH_HVAC_GV4 | Yes | Yes | Gravity Ventilator | GRSI-12-0-1 |  | Heating, Ventilating & Air Conditioning | Gravity Ventilator | GREENHECK | Universsity of San Diego | Manchester Hall |  | Roof
MACH_HVAC_GV5 | Yes | Yes | Gravity Ventilator | GRSI-12-0-1 |  | Heating, Ventilating & Air Conditioning | Gravity Ventilator | GREENHECK | Universsity of San Diego | Manchester Hall |  | Roof
MACH_HVAC_IV3 | Yes | Yes | Intake Ventilator | GRSI-14-0-1 |  | Heating, Ventilating & Air Conditioning | Intake Ventilator | GREENHECK | Universsity of San Diego | Manchester Hall |  | Roof
MACH_HVAC_GV6 | Yes | Yes | Gravity Ventilator | GRSI-18-0-1 |  | Heating, Ventilating & Air Conditioning | Gravity Ventilator | GREENHECK | Universsity of San Diego | Manchester Hall |  | Roof
MACH_HVAC_GV7 | Yes | Yes | Gravity Ventilator | GRSI-18-0-1 |  | Heating, Ventilating & Air Conditioning | Gravity Ventilator | GREENHECK | Universsity of San Diego | Manchester Hall |  | Roof
MACH_HVAC_DomHWCircPmp1 | Yes | Yes | Domestic Hot Water Circulation Pump |  |  | Heating, Ventilating & Air Conditioning | Pump |  | Universsity of San Diego | Manchester Hall | Unassigned | 1 | 110
MACH_HVAC_RF1 | Yes | Yes | Return Fan |  |  | Heating, Ventilating & Air Conditioning | Return Fan | DAIKIN | Universsity of San Diego | Manchester Hall |  | Roof
MACH_HVAC_EF1 | Yes | Yes | Exhaust Fan | SP-25 |  | Heating, Ventilating & Air Conditioning | Exhaust Fan | GREENHECK | Universsity of San Diego | Manchester Hall | Career Development Ctr | 1 | 105 |  | 1 Year
MACH_HVAC_EF2 | Yes | Yes | Exhaust Fan | G-143-VG |  | Heating, Ventilating & Air Conditioning | Exhaust Fan | GREENHECK | Universsity of San Diego | Manchester Hall |  | Roof |  |  | 1 Year
MACH_HVAC_EF3 | Yes | Yes | Exhaust Fan | SP-27 |  | Heating, Ventilating & Air Conditioning | Exhaust Fan | GREENHECK | Universsity of San Diego | Manchester Hall | Unassigned | 1 | 107 |  | 1 Year
MACH_HVAC_EF4 | Yes | Yes | Exhaust Fan | SQ-80-VG |  | Heating, Ventilating & Air Conditioning | Exhaust Fan | GREENHECK | Universsity of San Diego | Manchester Hall | Career Development Ctr | 1 | 109B |  | 1 Year
MACH_HVAC_EF5 | Yes | Yes | Exhaust Fan | G-143-VG |  | Heating, Ventilating & Air Conditioning | Exhaust Fan | GREENHECK | Universsity of San Diego | Manchester Hall | Undergraduate Admissions | 2 | 208D |  | 1 Year
MACH_HVAC_EF6 | Yes | Yes | Exhaust Fan | G-183-VG |  | Heating, Ventilating & Air Conditioning | Exhaust Fan | GREENHECK | Universsity of San Diego | Manchester Hall |  | Roof |  |  | 1 Year
MACH_HVAC_SF2 | Yes | Yes | Supply Fan |  |  | Heating, Ventilating & Air Conditioning | Supply Fan | DAIKIN | Universsity of San Diego | Manchester Hall |  | Roof
MACH_HVAC_SF1 | Yes | Yes | Supply Fan |  |  | Heating, Ventilating & Air Conditioning | Supply Fan | DAIKIN | Universsity of San Diego | Manchester Hall |  | Roof
MACH_HVAC_VDF1 | Yes | Yes | Variable Frequency Drives | FC102 |  | Heating, Ventilating & Air Conditioning | Variable Frequency Drives | Danfoss | Universsity of San Diego | Manchester Hall |  | Roof
MACH_HVAC_VDF2 | Yes | Yes | Variable Frequency Drives | FC102 |  | Heating, Ventilating & Air Conditioning | Variable Frequency Drives | Danfoss | Universsity of San Diego | Manchester Hall |  | Roof
MACH_HVAC_VDF3 | Yes | Yes | Variable Frequency Drives | FC102 |  | Heating, Ventilating & Air Conditioning | Variable Frequency Drives | Danfoss | Universsity of San Diego | Manchester Hall |  | Roof
MACH_HVAC_VDF4 | Yes | Yes | Variable Frequency Drives | FC102 |  | Heating, Ventilating & Air Conditioning | Variable Frequency Drives | Danfoss | Universsity of San Diego | Manchester Hall |  | Roof
MACH_HVAC_VDF5 | Yes | Yes | Variable Frequency Drives | FC102 |  | Heating, Ventilating & Air Conditioning | Variable Frequency Drives | Danfoss | Universsity of San Diego | Manchester Hall |  | Roof
MACH_HVAC_VDF6 | Yes | Yes | Variable Frequency Drives | FC102 |  | Heating, Ventilating & Air Conditioning | Variable Frequency Drives | Danfoss | Universsity of San Diego | Manchester Hall |  | Roof
MACH_HVAC_VDF7 | Yes | Yes | Variable Frequency Drives | FC102 |  | Heating, Ventilating & Air Conditioning | Variable Frequency Drives | Danfoss | Universsity of San Diego | Manchester Hall | Unassigned | 1 | 108
MACH_HVAC_VDF8 | Yes | Yes | Variable Frequency Drives | FC102 |  | Heating, Ventilating & Air Conditioning | Variable Frequency Drives | Danfoss | Universsity of San Diego | Manchester Hall | Undergraduate Admissions | 2 | 208
MACH_HVAC_VDF9 | Yes | Yes | Variable Frequency Drives | FC102 |  | Heating, Ventilating & Air Conditioning | Variable Frequency Drives | Danfoss | Universsity of San Diego | Manchester Hall | Undergraduate Admissions | 1 | 100A
MACH_MECH_ET_01 | Yes | Yes | Expansion Tank |  |  | Mechanical |  |  | Universsity of San Diego | Manchester Hall |  | Roof
MACH_MECH_CHWPmp1 | Yes | Yes | Chilled Water Pump | Series 80 2x2x9 1/2 |  | Mechanical | Pump | Bell & Gossett | Universsity of San Diego | Manchester Hall | Unassigned | 1 | 108
MACH_MECH_CHWPmp2 | Yes | Yes | Chilled Water Pump | Series 80 2x2x9 1/2 |  | Mechanical | Pump | Bell & Gossett | Universsity of San Diego | Manchester Hall | Unassigned | 1 | 108
MACH_MECH_AS_01 | Yes | Yes | Air Suppressor |  |  | Mechanical |  |  | Universsity of San Diego | Manchester Hall |  | Roof
MACH_MECH_Compr1 | Yes | Yes | Compressor |  |  | Mechanical | Compressor |  | Universsity of San Diego | Manchester Hall |  | Roof
MACH_MECH_Compr2 | Yes | Yes | Compressor |  |  | Mechanical | Compressor |  | Universsity of San Diego | Manchester Hall |  | Roof
MACH_MECH_HeatHWPmp1 | Yes | Yes | Heating Hot Water Pump |  |  | Mechanical | Pump |  | Universsity of San Diego | Manchester Hall |  | Roof
MACH_MECH_HeatHWPmp2 | Yes | Yes | Heating Hot Water Pump |  |  | Mechanical | Pump |  | Universsity of San Diego | Manchester Hall |  | Roof
MACH_MECH_PF_01 | Yes | Yes | POT FEEDER |  |  | Mechanical |  |  | Universsity of San Diego | Manchester Hall |  | Roof
MACH_MECH_HeatHWBoil1 | Yes | Yes | Heating Hot Water Boiler |  |  | Mechanical | Boiler |  | Universsity of San Diego | Manchester Hall |  | Roof

## FIRE-FM
Fire Alarm Device Schedule
Tag# | Building Asset | Active | Description | Model # | Serial # | EQUIPMENT TYPE | EQUIPMENT SUBTYPE | Manufacturer | Campus Name | Building Name | Department | Floor Code | Area# | Date Purchased | Warranty Date
4098-9756
MACH_FIRE_DSD_01 | Yes | Yes | DUCT SMOKE DECTECTOR | SIMPLEX 4098-9756 |  | Fire Protection & Safety | Fire Alarm | Simplex | University of San Diego | Manchester Hall | Career Development Ctr | 1 | 101C
MACH_FIRE_DSD_02 | Yes | Yes | DUCT SMOKE DECTECTOR | SIMPLEX 4098-9756 |  | Fire Protection & Safety | Fire Alarm | Simplex | University of San Diego | Manchester Hall | Career Development Ctr | 1 | 101C
MACH_FIRE_DSD_03 | Yes | Yes | DUCT SMOKE DECTECTOR | SIMPLEX 4098-9756 |  | Fire Protection & Safety | Fire Alarm | Simplex | University of San Diego | Manchester Hall |  | Roof
MACH_FIRE_DSD_04 | Yes | Yes | DUCT SMOKE DECTECTOR | SIMPLEX 4098-9756 |  | Fire Protection & Safety | Fire Alarm | Simplex | University of San Diego | Manchester Hall |  | Roof
4100ES-3BAY
MACH_FIRE_FACP1 | Yes | Yes | FIRE ALARM CONTROL PANEL W / 25AH BATTERY SET | SIMPLEX 4100-9311, SIMPLEX 2081-9287 |  | Fire Protection & Safety | Fire Alarm | Simplex | University of San Diego | Manchester Hall | Unassigned | 1 | 107
FAA
MACH_FIRE_FAA1 | Yes | Yes | FIRE ALARM ANNUCIATOR |  |  | Fire Protection & Safety | Fire Alarm |  | University of San Diego | Manchester Hall | Unassigned | 1 | 100
FATC
MACH_FIRE_FATC1 | Yes | Yes | FIRE ALARM TERMINAL CABINET |  |  | Fire Protection & Safety | Fire Alarm |  | University of San Diego | Manchester Hall | Unassigned | 2 | 203A
Fire
MACH_FIRE_H/S_01 | Yes | Yes | ADDRESSABLE CEILING MOUNT MULTI- CANDELA HORN / STROBE WHITE # = CANDELA RATING | SIMPLEX 4906-9230 |  | Fire Protection & Safety | Fire Alarm | Simplex | University of San Diego | Manchester Hall | Career Development Ctr | 1 | 101
MACH_FIRE_H/S_02 | Yes | Yes | ADDRESSABLE CEILING MOUNT MULTI- CANDELA HORN / STROBE WHITE # = CANDELA RATING | SIMPLEX 4906-9230 |  | Fire Protection & Safety | Fire Alarm | Simplex | University of San Diego | Manchester Hall | Unassigned | 1 | 100
MACH_FIRE_H/S_03 | Yes | Yes | ADDRESSABLE CEILING MOUNT MULTI- CANDELA HORN / STROBE WHITE # = CANDELA RATING | SIMPLEX 4906-9230 |  | Fire Protection & Safety | Fire Alarm | Simplex | University of San Diego | Manchester Hall | Career Development Ctr | 1 | 109
MACH_FIRE_H/S_04 | Yes | Yes | ADDRESSABLE CEILING MOUNT MULTI- CANDELA HORN / STROBE WHITE # = CANDELA RATING | SIMPLEX 4906-9230 |  | Fire Protection & Safety | Fire Alarm | Simplex | University of San Diego | Manchester Hall | Career Development Ctr | 1 | 112
MACH_FIRE_H/S_05 | Yes | Yes | ADDRESSABLE CEILING MOUNT MULTI- CANDELA HORN / STROBE WHITE # = CANDELA RATING | SIMPLEX 4906-9230 |  | Fire Protection & Safety | Fire Alarm | Simplex | University of San Diego | Manchester Hall | Unassigned | 1 | 100
MACH_FIRE_H/S_06 | Yes | Yes | ADDRESSABLE CEILING MOUNT MULTI- CANDELA HORN / STROBE WHITE # = CANDELA RATING | SIMPLEX 4906-9230 |  | Fire Protection & Safety | Fire Alarm | Simplex | University of San Diego | Manchester Hall | Career Development Ctr | 1 | 102
MACH_FIRE_H/S_07 | Yes | Yes | ADDRESSABLE CEILING MOUNT MULTI- CANDELA HORN / STROBE WHITE # = CANDELA RATING | SIMPLEX 4906-9230 |  | Fire Protection & Safety | Fire Alarm | Simplex | University of San Diego | Manchester Hall | Undergraduate admission | 2 | 201
MACH_FIRE_H/S_08 | Yes | Yes | ADDRESSABLE CEILING MOUNT MULTI- CANDELA HORN / STROBE WHITE # = CANDELA RATING | SIMPLEX 4906-9230 |  | Fire Protection & Safety | Fire Alarm | Simplex | University of San Diego | Manchester Hall | Undergraduate admission | 2 | 201G
MACH_FIRE_H/S_09 | Yes | Yes | ADDRESSABLE CEILING MOUNT MULTI- CANDELA HORN / STROBE WHITE # = CANDELA RATING | SIMPLEX 4906-9230 |  | Fire Protection & Safety | Fire Alarm | Simplex | University of San Diego | Manchester Hall | Undergraduate admission | 2 | 200
MACH_FIRE_H/S_10 | Yes | Yes | ADDRESSABLE CEILING MOUNT MULTI- CANDELA HORN / STROBE WHITE # = CANDELA RATING | SIMPLEX 4906-9230 |  | Fire Protection & Safety | Fire Alarm | Simplex | University of San Diego | Manchester Hall | Graduate Admission | 2 | 205E
MACH_FIRE_H/S_11 | Yes | Yes | ADDRESSABLE CEILING MOUNT MULTI- CANDELA HORN / STROBE WHITE # = CANDELA RATING | SIMPLEX 4906-9230 |  | Fire Protection & Safety | Fire Alarm | Simplex | University of San Diego | Manchester Hall | Undergraduate admission | 2 | 208
MACH_FIRE_H/S_12 | Yes | Yes | ADDRESSABLE CEILING MOUNT MULTI- CANDELA HORN / STROBE WHITE # = CANDELA RATING | SIMPLEX 4906-9230 |  | Fire Protection & Safety | Fire Alarm | Simplex | University of San Diego | Manchester Hall | Undergraduate admission | 2 | 210
MACH_FIRE_H/S_13 | Yes | Yes | ADDRESSABLE CEILING MOUNT MULTI- CANDELA HORN / STROBE WHITE # = CANDELA RATING | SIMPLEX 4906-9230 |  | Fire Protection & Safety | Fire Alarm | Simplex | University of San Diego | Manchester Hall | Undergraduate admission | 2 | 200
MACH_FIRE_H/S_14 | Yes | Yes | ADDRESSABLE CEILING MOUNT MULTI- CANDELA HORN / STROBE WHITE # = CANDELA RATING | SIMPLEX 4906-9230 |  | Fire Protection & Safety | Fire Alarm | Simplex | University of San Diego | Manchester Hall | Career Development Ctr | 2 | 202
MACH_FIRE_H/S_15 | Yes | Yes | ADDRESSABLE CEILING MOUNT MULTI- CANDELA HORN / STROBE WHITE # = CANDELA RATING | SIMPLEX 4906-9230 |  | Fire Protection & Safety | Fire Alarm | Simplex | University of San Diego | Manchester Hall | Unassigned | 1 | 103
MACH_FIRE_H/S_16 | Yes | Yes | ADDRESSABLE CEILING MOUNT MULTI- CANDELA HORN / STROBE WHITE # = CANDELA RATING | SIMPLEX 4906-9230 |  | Fire Protection & Safety | Fire Alarm | Simplex | University of San Diego | Manchester Hall | Unassigned | 1 | 103
MACH_FIRE_H/S_17 | Yes | Yes | ADDRESSABLE CEILING MOUNT MULTI- CANDELA HORN / STROBE WHITE # = CANDELA RATING | SIMPLEX 4906-9230 |  | Fire Protection & Safety | Fire Alarm | Simplex | University of San Diego | Manchester Hall | Career Development Ctr | 1 | 105
Fire
MACH_FIRE_S_01 | Yes | Yes | ADDRESSABLE CEILNG MOUNT MULTI- CANDELA STROBE ONLY WHITE # = CANDELA RATING | Simplex 4906-9204 |  | Fire Protection & Safety | Fire Alarm | Simplex | University of San Diego | Manchester Hall | Unassigned | 1 | 103
MACH_FIRE_S_02 | Yes | Yes | ADDRESSABLE CEILNG MOUNT MULTI- CANDELA STROBE ONLY WHITE # = CANDELA RATING | Simplex 4906-9204 |  | Fire Protection & Safety | Fire Alarm | Simplex | University of San Diego | Manchester Hall | Career Development Ctr | 1 | 109B
MACH_FIRE_S_03 | Yes | Yes | ADDRESSABLE CEILNG MOUNT MULTI- CANDELA STROBE ONLY WHITE # = CANDELA RATING | Simplex 4906-9204 |  | Fire Protection & Safety | Fire Alarm | Simplex | University of San Diego | Manchester Hall | Career Development Ctr | 1 | 111
MACH_FIRE_S_04 | Yes | Yes | ADDRESSABLE CEILNG MOUNT MULTI- CANDELA STROBE ONLY WHITE # = CANDELA RATING | Simplex 4906-9204 |  | Fire Protection & Safety | Fire Alarm | Simplex | University of San Diego | Manchester Hall | Career Development Ctr | 1 | 109A
MACH_FIRE_S_05 | Yes | Yes | ADDRESSABLE CEILNG MOUNT MULTI- CANDELA STROBE ONLY WHITE # = CANDELA RATING | Simplex 4906-9204 |  | Fire Protection & Safety | Fire Alarm | Simplex | University of San Diego | Manchester Hall | Unassigned | 1 | 103C
MACH_FIRE_S_06 | Yes | Yes | ADDRESSABLE CEILNG MOUNT MULTI- CANDELA STROBE ONLY WHITE # = CANDELA RATING | Simplex 4906-9204 |  | Fire Protection & Safety | Fire Alarm | Simplex | University of San Diego | Manchester Hall | Career Development Ctr | 1 | 114
MACH_FIRE_S_07 | Yes | Yes | ADDRESSABLE CEILNG MOUNT MULTI- CANDELA STROBE ONLY WHITE # = CANDELA RATING | Simplex 4906-9204 |  | Fire Protection & Safety | Fire Alarm | Simplex | University of San Diego | Manchester Hall | Career Development Ctr | 1 | 112D
MACH_FIRE_S_08 | Yes | Yes | ADDRESSABLE CEILNG MOUNT MULTI- CANDELA STROBE ONLY WHITE # = CANDELA RATING | Simplex 4906-9204 |  | Fire Protection & Safety | Fire Alarm | Simplex | University of San Diego | Manchester Hall | Career Development Ctr | 1 | 112C
MACH_FIRE_S_09 | Yes | Yes | ADDRESSABLE CEILNG MOUNT MULTI- CANDELA STROBE ONLY WHITE # = CANDELA RATING | Simplex 4906-9204 |  | Fire Protection & Safety | Fire Alarm | Simplex | University of San Diego | Manchester Hall | Career Development Ctr | 1 | 112A
MACH_FIRE_S_10 | Yes | Yes | ADDRESSABLE CEILNG MOUNT MULTI- CANDELA STROBE ONLY WHITE # = CANDELA RATING | Simplex 4906-9204 |  | Fire Protection & Safety | Fire Alarm | Simplex | University of San Diego | Manchester Hall | Unassigned | 1 | 1002
MACH_FIRE_S_11 | Yes | Yes | ADDRESSABLE CEILNG MOUNT MULTI- CANDELA STROBE ONLY WHITE # = CANDELA RATING | Simplex 4906-9204 |  | Fire Protection & Safety | Fire Alarm | Simplex | University of San Diego | Manchester Hall | Unassigned | 1 | 106
MACH_FIRE_S_12 | Yes | Yes | ADDRESSABLE CEILNG MOUNT MULTI- CANDELA STROBE ONLY WHITE # = CANDELA RATING | Simplex 4906-9204 |  | Fire Protection & Safety | Fire Alarm | Simplex | University of San Diego | Manchester Hall | Unassigned | 1 | 104
MACH_FIRE_S_13 | Yes | Yes | ADDRESSABLE CEILNG MOUNT MULTI- CANDELA STROBE ONLY WHITE # = CANDELA RATING | Simplex 4906-9204 |  | Fire Protection & Safety | Fire Alarm | Simplex | University of San Diego | Manchester Hall | Unassigned | 2 | 200
MACH_FIRE_S_14 | Yes | Yes | ADDRESSABLE CEILNG MOUNT MULTI- CANDELA STROBE ONLY WHITE # = CANDELA RATING | Simplex 4906-9204 |  | Fire Protection & Safety | Fire Alarm | Simplex | University of San Diego | Manchester Hall | Graduate Admission | 2 | 205
MACH_FIRE_S_15 | Yes | Yes | ADDRESSABLE CEILNG MOUNT MULTI- CANDELA STROBE ONLY WHITE # = CANDELA RATING | Simplex 4906-9204 |  | Fire Protection & Safety | Fire Alarm | Simplex | University of San Diego | Manchester Hall | Career Development Ctr | 2 | 203
MACH_FIRE_S_16 | Yes | Yes | ADDRESSABLE CEILNG MOUNT MULTI- CANDELA STROBE ONLY WHITE # = CANDELA RATING | Simplex 4906-9204 |  | Fire Protection & Safety | Fire Alarm | Simplex | University of San Diego | Manchester Hall | Undergraduate admission | 2 | 208D
MACH_FIRE_S_17 | Yes | Yes | ADDRESSABLE CEILNG MOUNT MULTI- CANDELA STROBE ONLY WHITE # = CANDELA RATING | Simplex 4906-9204 |  | Fire Protection & Safety | Fire Alarm | Simplex | University of San Diego | Manchester Hall | Undergraduate admission | 2 | 208
MACH_FIRE_S_18 | Yes | Yes | ADDRESSABLE CEILNG MOUNT MULTI- CANDELA STROBE ONLY WHITE # = CANDELA RATING | Simplex 4906-9204 |  | Fire Protection & Safety | Fire Alarm | Simplex | University of San Diego | Manchester Hall | Unassigned | 2 | 204
MACH_FIRE_S_19 | Yes | Yes | ADDRESSABLE CEILNG MOUNT MULTI- CANDELA STROBE ONLY WHITE # = CANDELA RATING | Simplex 4906-9204 |  | Fire Protection & Safety | Fire Alarm | Simplex | University of San Diego | Manchester Hall | Unassigned | 2 | 206
MACH_FIRE_S_20 | Yes | Yes | ADDRESSABLE CEILNG MOUNT MULTI- CANDELA STROBE ONLY WHITE # = CANDELA RATING | Simplex 4906-9204 |  | Fire Protection & Safety | Fire Alarm | Simplex | University of San Diego | Manchester Hall | Career Development Ctr | 2 | 202
MACH_FIRE_S_21 | Yes | Yes | ADDRESSABLE CEILNG MOUNT MULTI- CANDELA STROBE ONLY WHITE # = CANDELA RATING | Simplex 4906-9204 |  | Fire Protection & Safety | Fire Alarm | Simplex | University of San Diego | Manchester Hall | Unassigned | 1 | 100
MACH_FIRE_S_22 | Yes | Yes | ADDRESSABLE CEILNG MOUNT MULTI- CANDELA STROBE ONLY WHITE # = CANDELA RATING | Simplex 4906-9204 |  | Fire Protection & Safety | Fire Alarm | Simplex | University of San Diego | Manchester Hall | Career Development Ctr | 1 | 112B
MACH_FIRE_S_23 | Yes | Yes | ADDRESSABLE CEILNG MOUNT MULTI- CANDELA STROBE ONLY WHITE # = CANDELA RATING | Simplex 4906-9204 |  | Fire Protection & Safety | Fire Alarm | Simplex | University of San Diego | Manchester Hall | Unassigned | 1 | 103
MACH_FIRE_S_24 | Yes | Yes | ADDRESSABLE CEILNG MOUNT MULTI- CANDELA STROBE ONLY WHITE # = CANDELA RATING | Simplex 4906-9204 |  | Fire Protection & Safety | Fire Alarm | Simplex | University of San Diego | Manchester Hall | Graduate Admission | 2 | 205D
Module_4090-9002
MACH_FIRE_RELAY1 | Yes | Yes | RELAY IAM | SIMPLEX 4090-9002 |  | Fire Protection & Safety | Fire Alarm | Simplex | University of San Diego | Manchester Hall |  | Roof
MACH_FIRE_RELAY2 | Yes | Yes | RELAY IAM | SIMPLEX 4090-9002 |  | Fire Protection & Safety | Fire Alarm | Simplex | University of San Diego | Manchester Hall |  | Roof
MACH_FIRE_RELAY3 | Yes | Yes | RELAY IAM | SIMPLEX 4090-9002 |  | Fire Protection & Safety | Fire Alarm | Simplex | University of San Diego | Manchester Hall |  | Roof
MACH_FIRE_RELAY4 | Yes | Yes | RELAY IAM | SIMPLEX 4090-9002 |  | Fire Protection & Safety | Fire Alarm | Simplex | University of San Diego | Manchester Hall | Undergraduate admission | 2 | 201F
Single_Action
MACH_FIRE_MPS_01 | Yes | Yes | MANUAL PULL STATION, ADDESSABLE | SIMPLEX 4099-9004 |  | Fire Protection & Safety | Fire Alarm | Simplex | University of San Diego | Manchester Hall | Unassigned | 1 | 107
Smoke sensor
MACH_FIRE_SS_01 | Yes | Yes | SMOKE SENSOR / BASE | SIMPLEX 4098 - 9714 ;SIMPLEX 4098-9792 BASE |  | Fire Protection & Safety | Fire Alarm | Simplex | University of San Diego | Manchester Hall | Career Development Ctr | 1 | 101B
MACH_FIRE_SS_02 | Yes | Yes | SMOKE SENSOR / BASE | SIMPLEX 4098 - 9714 ;SIMPLEX 4098-9792 BASE |  | Fire Protection & Safety | Fire Alarm | Simplex | University of San Diego | Manchester Hall | Career Development Ctr | 1 | 101A
MACH_FIRE_SS_03 | Yes | Yes | SMOKE SENSOR / BASE | SIMPLEX 4098 - 9714 ;SIMPLEX 4098-9792 BASE |  | Fire Protection & Safety | Fire Alarm | Simplex | University of San Diego | Manchester Hall | Career Development Ctr | 1 | 109A
MACH_FIRE_SS_04 | Yes | Yes | SMOKE SENSOR / BASE | SIMPLEX 4098 - 9714 ;SIMPLEX 4098-9792 BASE |  | Fire Protection & Safety | Fire Alarm | Simplex | University of San Diego | Manchester Hall | Career Development Ctr | 1 | 111
MACH_FIRE_SS_05 | Yes | Yes | SMOKE SENSOR / BASE | SIMPLEX 4098 - 9714 ;SIMPLEX 4098-9792 BASE |  | Fire Protection & Safety | Fire Alarm | Simplex | University of San Diego | Manchester Hall | Career Development Ctr | 1 | 102C
MACH_FIRE_SS_06 | Yes | Yes | SMOKE SENSOR / BASE | SIMPLEX 4098 - 9714 ;SIMPLEX 4098-9792 BASE |  | Fire Protection & Safety | Fire Alarm | Simplex | University of San Diego | Manchester Hall | Career Development Ctr | 1 | 102B
MACH_FIRE_SS_07 | Yes | Yes | SMOKE SENSOR / BASE | SIMPLEX 4098 - 9714 ;SIMPLEX 4098-9792 BASE |  | Fire Protection & Safety | Fire Alarm | Simplex | University of San Diego | Manchester Hall | Career Development Ctr | 1 | 102A
MACH_FIRE_SS_08 | Yes | Yes | SMOKE SENSOR / BASE | SIMPLEX 4098 - 9714 ;SIMPLEX 4098-9792 BASE |  | Fire Protection & Safety | Fire Alarm | Simplex | University of San Diego | Manchester Hall | Career Development Ctr | 1 | 101
MACH_FIRE_SS_09 | Yes | Yes | SMOKE SENSOR / BASE | SIMPLEX 4098 - 9714 ;SIMPLEX 4098-9792 BASE |  | Fire Protection & Safety | Fire Alarm | Simplex | University of San Diego | Manchester Hall | Career Development Ctr | 1 | 102
MACH_FIRE_SS_10 | Yes | Yes | SMOKE SENSOR / BASE | SIMPLEX 4098 - 9714 ;SIMPLEX 4098-9792 BASE |  | Fire Protection & Safety | Fire Alarm | Simplex | University of San Diego | Manchester Hall | Career Development Ctr | 1 | 102F
MACH_FIRE_SS_11 | Yes | Yes | SMOKE SENSOR / BASE | SIMPLEX 4098 - 9714 ;SIMPLEX 4098-9792 BASE |  | Fire Protection & Safety | Fire Alarm | Simplex | University of San Diego | Manchester Hall | Career Development Ctr | 1 | 102E
MACH_FIRE_SS_12 | Yes | Yes | SMOKE SENSOR / BASE | SIMPLEX 4098 - 9714 ;SIMPLEX 4098-9792 BASE |  | Fire Protection & Safety | Fire Alarm | Simplex | University of San Diego | Manchester Hall | Career Development Ctr | 1 | 102D
MACH_FIRE_SS_13 | Yes | Yes | SMOKE SENSOR / BASE | SIMPLEX 4098 - 9714 ;SIMPLEX 4098-9792 BASE |  | Fire Protection & Safety | Fire Alarm | Simplex | University of San Diego | Manchester Hall | Unassigned | 1 | 104
MACH_FIRE_SS_14 | Yes | Yes | SMOKE SENSOR / BASE | SIMPLEX 4098 - 9714 ;SIMPLEX 4098-9792 BASE |  | Fire Protection & Safety | Fire Alarm | Simplex | University of San Diego | Manchester Hall | Unassigned | 1 | 106
MACH_FIRE_SS_15 | Yes | Yes | SMOKE SENSOR / BASE | SIMPLEX 4098 - 9714 ;SIMPLEX 4098-9792 BASE |  | Fire Protection & Safety | Fire Alarm | Simplex | University of San Diego | Manchester Hall | Unassigned | 1 | 1002
MACH_FIRE_SS_16 | Yes | Yes | SMOKE SENSOR / BASE | SIMPLEX 4098 - 9714 ;SIMPLEX 4098-9792 BASE |  | Fire Protection & Safety | Fire Alarm | Simplex | University of San Diego | Manchester Hall | Unassigned | 1 | 100
MACH_FIRE_SS_17 | Yes | Yes | SMOKE SENSOR / BASE | SIMPLEX 4098 - 9714 ;SIMPLEX 4098-9792 BASE |  | Fire Protection & Safety | Fire Alarm | Simplex | University of San Diego | Manchester Hall | Career Development Ctr | 1 | 101C
MACH_FIRE_SS_18 | Yes | Yes | SMOKE SENSOR / BASE | SIMPLEX 4098 - 9714 ;SIMPLEX 4098-9792 BASE |  | Fire Protection & Safety | Fire Alarm | Simplex | University of San Diego | Manchester Hall | Career Development Ctr | 1 | 105
MACH_FIRE_SS_19 | Yes | Yes | SMOKE SENSOR / BASE | SIMPLEX 4098 - 9714 ;SIMPLEX 4098-9792 BASE |  | Fire Protection & Safety | Fire Alarm | Simplex | University of San Diego | Manchester Hall | Unassigned | 1 | 100
MACH_FIRE_SS_20 | Yes | Yes | SMOKE SENSOR / BASE | SIMPLEX 4098 - 9714 ;SIMPLEX 4098-9792 BASE |  | Fire Protection & Safety | Fire Alarm | Simplex | University of San Diego | Manchester Hall | Continuing Education | 1 | 103A
MACH_FIRE_SS_21 | Yes | Yes | SMOKE SENSOR / BASE | SIMPLEX 4098 - 9714 ;SIMPLEX 4098-9792 BASE |  | Fire Protection & Safety | Fire Alarm | Simplex | University of San Diego | Manchester Hall | Unassigned | 1 | 107
MACH_FIRE_SS_22 | Yes | Yes | SMOKE SENSOR / BASE | SIMPLEX 4098 - 9714 ;SIMPLEX 4098-9792 BASE |  | Fire Protection & Safety | Fire Alarm | Simplex | University of San Diego | Manchester Hall | Unassigned | 1 | 103
MACH_FIRE_SS_23 | Yes | Yes | SMOKE SENSOR / BASE | SIMPLEX 4098 - 9714 ;SIMPLEX 4098-9792 BASE |  | Fire Protection & Safety | Fire Alarm | Simplex | University of San Diego | Manchester Hall | Information Tech Services | 1 | 103B
MACH_FIRE_SS_24 | Yes | Yes | SMOKE SENSOR / BASE | SIMPLEX 4098 - 9714 ;SIMPLEX 4098-9792 BASE |  | Fire Protection & Safety | Fire Alarm | Simplex | University of San Diego | Manchester Hall | Career Development Ctr | 1 | 109
MACH_FIRE_SS_25 | Yes | Yes | SMOKE SENSOR / BASE | SIMPLEX 4098 - 9714 ;SIMPLEX 4098-9792 BASE |  | Fire Protection & Safety | Fire Alarm | Simplex | University of San Diego | Manchester Hall | Career Development Ctr | 1 | 109B
MACH_FIRE_SS_26 | Yes | Yes | SMOKE SENSOR / BASE | SIMPLEX 4098 - 9714 ;SIMPLEX 4098-9792 BASE |  | Fire Protection & Safety | Fire Alarm | Simplex | University of San Diego | Manchester Hall | Unassigned | 1 | 103
MACH_FIRE_SS_27 | Yes | Yes | SMOKE SENSOR / BASE | SIMPLEX 4098 - 9714 ;SIMPLEX 4098-9792 BASE |  | Fire Protection & Safety | Fire Alarm | Simplex | University of San Diego | Manchester Hall | Career Development Ctr | 1 | 112A
MACH_FIRE_SS_28 | Yes | Yes | SMOKE SENSOR / BASE | SIMPLEX 4098 - 9714 ;SIMPLEX 4098-9792 BASE |  | Fire Protection & Safety | Fire Alarm | Simplex | University of San Diego | Manchester Hall | Career Development Ctr | 1 | 112
MACH_FIRE_SS_29 | Yes | Yes | SMOKE SENSOR / BASE | SIMPLEX 4098 - 9714 ;SIMPLEX 4098-9792 BASE |  | Fire Protection & Safety | Fire Alarm | Simplex | University of San Diego | Manchester Hall | Career Development Ctr | 1 | 112B
MACH_FIRE_SS_30 | Yes | Yes | SMOKE SENSOR / BASE | SIMPLEX 4098 - 9714 ;SIMPLEX 4098-9792 BASE |  | Fire Protection & Safety | Fire Alarm | Simplex | University of San Diego | Manchester Hall | Career Development Ctr | 1 | 112C
MACH_FIRE_SS_31 | Yes | Yes | SMOKE SENSOR / BASE | SIMPLEX 4098 - 9714 ;SIMPLEX 4098-9792 BASE |  | Fire Protection & Safety | Fire Alarm | Simplex | University of San Diego | Manchester Hall | Career Development Ctr | 1 | 112D
MACH_FIRE_SS_32 | Yes | Yes | SMOKE SENSOR / BASE | SIMPLEX 4098 - 9714 ;SIMPLEX 4098-9792 BASE |  | Fire Protection & Safety | Fire Alarm | Simplex | University of San Diego | Manchester Hall | Career Development Ctr | 1 | 114
MACH_FIRE_SS_33 | Yes | Yes | SMOKE SENSOR / BASE | SIMPLEX 4098 - 9714 ;SIMPLEX 4098-9792 BASE |  | Fire Protection & Safety | Fire Alarm | Simplex | University of San Diego | Manchester Hall | Unassigned | 1 | 103C
MACH_FIRE_SS_34 | Yes | Yes | SMOKE SENSOR / BASE | SIMPLEX 4098 - 9714 ;SIMPLEX 4098-9792 BASE |  | Fire Protection & Safety | Fire Alarm | Simplex | University of San Diego | Manchester Hall | Undergraduate admission | 2 | 201D
MACH_FIRE_SS_35 | Yes | Yes | SMOKE SENSOR / BASE | SIMPLEX 4098 - 9714 ;SIMPLEX 4098-9792 BASE |  | Fire Protection & Safety | Fire Alarm | Simplex | University of San Diego | Manchester Hall | Undergraduate admission | 2 | 201C
MACH_FIRE_SS_36 | Yes | Yes | SMOKE SENSOR / BASE | SIMPLEX 4098 - 9714 ;SIMPLEX 4098-9792 BASE |  | Fire Protection & Safety | Fire Alarm | Simplex | University of San Diego | Manchester Hall | Undergraduate admission | 2 | 201B
MACH_FIRE_SS_37 | Yes | Yes | SMOKE SENSOR / BASE | SIMPLEX 4098 - 9714 ;SIMPLEX 4098-9792 BASE |  | Fire Protection & Safety | Fire Alarm | Simplex | University of San Diego | Manchester Hall | Undergraduate admission | 2 | 201
MACH_FIRE_SS_38 | Yes | Yes | SMOKE SENSOR / BASE | SIMPLEX 4098 - 9714 ;SIMPLEX 4098-9792 BASE |  | Fire Protection & Safety | Fire Alarm | Simplex | University of San Diego | Manchester Hall | Undergraduate admission | 2 | 201D
MACH_FIRE_SS_39 | Yes | Yes | SMOKE SENSOR / BASE | SIMPLEX 4098 - 9714 ;SIMPLEX 4098-9792 BASE |  | Fire Protection & Safety | Fire Alarm | Simplex | University of San Diego | Manchester Hall | Undergraduate admission | 2 | 201A
MACH_FIRE_SS_40 | Yes | Yes | SMOKE SENSOR / BASE | SIMPLEX 4098 - 9714 ;SIMPLEX 4098-9792 BASE |  | Fire Protection & Safety | Fire Alarm | Simplex | University of San Diego | Manchester Hall | Undergraduate admission | 2 | 200
MACH_FIRE_SS_41 | Yes | Yes | SMOKE SENSOR / BASE | SIMPLEX 4098 - 9714 ;SIMPLEX 4098-9792 BASE |  | Fire Protection & Safety | Fire Alarm | Simplex | University of San Diego | Manchester Hall | Undergraduate admission | 2 | 201F
MACH_FIRE_SS_42 | Yes | Yes | SMOKE SENSOR / BASE | SIMPLEX 4098 - 9714 ;SIMPLEX 4098-9792 BASE |  | Fire Protection & Safety | Fire Alarm | Simplex | University of San Diego | Manchester Hall | Undergraduate admission | 2 | 201G
MACH_FIRE_SS_43 | Yes | Yes | SMOKE SENSOR / BASE | SIMPLEX 4098 - 9714 ;SIMPLEX 4098-9792 BASE |  | Fire Protection & Safety | Fire Alarm | Simplex | University of San Diego | Manchester Hall | Career Development Ctr | 2 | 202A
MACH_FIRE_SS_44 | Yes | Yes | SMOKE SENSOR / BASE | SIMPLEX 4098 - 9714 ;SIMPLEX 4098-9792 BASE |  | Fire Protection & Safety | Fire Alarm | Simplex | University of San Diego | Manchester Hall | Career Development Ctr | 2 | 202B
MACH_FIRE_SS_45 | Yes | Yes | SMOKE SENSOR / BASE | SIMPLEX 4098 - 9714 ;SIMPLEX 4098-9792 BASE |  | Fire Protection & Safety | Fire Alarm | Simplex | University of San Diego | Manchester Hall | Career Development Ctr | 2 | 202C
MACH_FIRE_SS_46 | Yes | Yes | SMOKE SENSOR / BASE | SIMPLEX 4098 - 9714 ;SIMPLEX 4098-9792 BASE |  | Fire Protection & Safety | Fire Alarm | Simplex | University of San Diego | Manchester Hall | Career Development Ctr | 2 | 202
MACH_FIRE_SS_47 | Yes | Yes | SMOKE SENSOR / BASE | SIMPLEX 4098 - 9714 ;SIMPLEX 4098-9792 BASE |  | Fire Protection & Safety | Fire Alarm | Simplex | University of San Diego | Manchester Hall | Undergraduate admission | 2 | 200
MACH_FIRE_SS_48 | Yes | Yes | SMOKE SENSOR / BASE | SIMPLEX 4098 - 9714 ;SIMPLEX 4098-9792 BASE |  | Fire Protection & Safety | Fire Alarm | Simplex | University of San Diego | Manchester Hall | Career Development Ctr | 2 | 202E
MACH_FIRE_SS_49 | Yes | Yes | SMOKE SENSOR / BASE | SIMPLEX 4098 - 9714 ;SIMPLEX 4098-9792 BASE |  | Fire Protection & Safety | Fire Alarm | Simplex | University of San Diego | Manchester Hall | Career Development Ctr | 2 | 202D
MACH_FIRE_SS_50 | Yes | Yes | SMOKE SENSOR / BASE | SIMPLEX 4098 - 9714 ;SIMPLEX 4098-9792 BASE |  | Fire Protection & Safety | Fire Alarm | Simplex | University of San Diego | Manchester Hall | Unassigned | 2 | 204
MACH_FIRE_SS_51 | Yes | Yes | SMOKE SENSOR / BASE | SIMPLEX 4098 - 9714 ;SIMPLEX 4098-9792 BASE |  | Fire Protection & Safety | Fire Alarm | Simplex | University of San Diego | Manchester Hall | Unassigned | 2 | 206
MACH_FIRE_SS_52 | Yes | Yes | SMOKE SENSOR / BASE | SIMPLEX 4098 - 9714 ;SIMPLEX 4098-9792 BASE |  | Fire Protection & Safety | Fire Alarm | Simplex | University of San Diego | Manchester Hall | Undergraduate admission | 2 | 200
MACH_FIRE_SS_53 | Yes | Yes | SMOKE SENSOR / BASE | SIMPLEX 4098 - 9714 ;SIMPLEX 4098-9792 BASE |  | Fire Protection & Safety | Fire Alarm | Simplex | University of San Diego | Manchester Hall | Undergraduate admission | 2 | 208A
MACH_FIRE_SS_54 | Yes | Yes | SMOKE SENSOR / BASE | SIMPLEX 4098 - 9714 ;SIMPLEX 4098-9792 BASE |  | Fire Protection & Safety | Fire Alarm | Simplex | University of San Diego | Manchester Hall | Undergraduate admission | 2 | 208
MACH_FIRE_SS_55 | Yes | Yes | SMOKE SENSOR / BASE | SIMPLEX 4098 - 9714 ;SIMPLEX 4098-9792 BASE |  | Fire Protection & Safety | Fire Alarm | Simplex | University of San Diego | Manchester Hall | Undergraduate admission | 2 | 208B
MACH_FIRE_SS_56 | Yes | Yes | SMOKE SENSOR / BASE | SIMPLEX 4098 - 9714 ;SIMPLEX 4098-9792 BASE |  | Fire Protection & Safety | Fire Alarm | Simplex | University of San Diego | Manchester Hall | Undergraduate admission | 2 | 208
MACH_FIRE_SS_57 | Yes | Yes | SMOKE SENSOR / BASE | SIMPLEX 4098 - 9714 ;SIMPLEX 4098-9792 BASE |  | Fire Protection & Safety | Fire Alarm | Simplex | University of San Diego | Manchester Hall | Undergraduate admission | 2 | 208
MACH_FIRE_SS_58 | Yes | Yes | SMOKE SENSOR / BASE | SIMPLEX 4098 - 9714 ;SIMPLEX 4098-9792 BASE |  | Fire Protection & Safety | Fire Alarm | Simplex | University of San Diego | Manchester Hall | Undergraduate admission | 2 | 208D
MACH_FIRE_SS_59 | Yes | Yes | SMOKE SENSOR / BASE | SIMPLEX 4098 - 9714 ;SIMPLEX 4098-9792 BASE |  | Fire Protection & Safety | Fire Alarm | Simplex | University of San Diego | Manchester Hall | Undergraduate admission | 2 | 208C
MACH_FIRE_SS_60 | Yes | Yes | SMOKE SENSOR / BASE | SIMPLEX 4098 - 9714 ;SIMPLEX 4098-9792 BASE |  | Fire Protection & Safety | Fire Alarm | Simplex | University of San Diego | Manchester Hall | Graduate Admission | 2 | 205E
MACH_FIRE_SS_61 | Yes | Yes | SMOKE SENSOR / BASE | SIMPLEX 4098 - 9714 ;SIMPLEX 4098-9792 BASE |  | Fire Protection & Safety | Fire Alarm | Simplex | University of San Diego | Manchester Hall | Undergraduate admission | 2 | 210
MACH_FIRE_SS_62 | Yes | Yes | SMOKE SENSOR / BASE | SIMPLEX 4098 - 9714 ;SIMPLEX 4098-9792 BASE |  | Fire Protection & Safety | Fire Alarm | Simplex | University of San Diego | Manchester Hall | Career Development Ctr | 2 | 203
MACH_FIRE_SS_63 | Yes | Yes | SMOKE SENSOR / BASE | SIMPLEX 4098 - 9714 ;SIMPLEX 4098-9792 BASE |  | Fire Protection & Safety | Fire Alarm | Simplex | University of San Diego | Manchester Hall | Graduate Admission | 2 | 205A
MACH_FIRE_SS_64 | Yes | Yes | SMOKE SENSOR / BASE | SIMPLEX 4098 - 9714 ;SIMPLEX 4098-9792 BASE |  | Fire Protection & Safety | Fire Alarm | Simplex | University of San Diego | Manchester Hall | Graduate Admission | 2 | 205B
MACH_FIRE_SS_65 | Yes | Yes | SMOKE SENSOR / BASE | SIMPLEX 4098 - 9714 ;SIMPLEX 4098-9792 BASE |  | Fire Protection & Safety | Fire Alarm | Simplex | University of San Diego | Manchester Hall | Graduate Admission | 2 | 205C
MACH_FIRE_SS_66 | Yes | Yes | SMOKE SENSOR / BASE | SIMPLEX 4098 - 9714 ;SIMPLEX 4098-9792 BASE |  | Fire Protection & Safety | Fire Alarm | Simplex | University of San Diego | Manchester Hall | Graduate Admission | 2 | 205D
MACH_FIRE_SS_67 | Yes | Yes | SMOKE SENSOR / BASE | SIMPLEX 4098 - 9714 ;SIMPLEX 4098-9792 BASE |  | Fire Protection & Safety | Fire Alarm | Simplex | University of San Diego | Manchester Hall | Graduate Admission | 2 | 205
MACH_FIRE_SS_68 | Yes | Yes | SMOKE SENSOR / BASE | SIMPLEX 4098 - 9714 ;SIMPLEX 4098-9792 BASE |  | Fire Protection & Safety | Fire Alarm | Simplex | University of San Diego | Manchester Hall | Unassigned | 2 | 200
MACH_FIRE_SS_69 | Yes | Yes | SMOKE SENSOR / BASE | SIMPLEX 4098 - 9714 ;SIMPLEX 4098-9792 BASE |  | Fire Protection & Safety | Fire Alarm | Simplex | University of San Diego | Manchester Hall | Undergraduate admission | 2 | 201E
MACH_FIRE_SS_70 | Yes | Yes | SMOKE SENSOR / BASE | SIMPLEX 4098 - 9714 ;SIMPLEX 4098-9792 BASE |  | Fire Protection & Safety | Fire Alarm | Simplex | University of San Diego | Manchester Hall |  | Roof
MACH_FIRE_SS_71 | Yes | Yes | SMOKE SENSOR / BASE | SIMPLEX 4098 - 9714 ;SIMPLEX 4098-9792 BASE |  | Fire Protection & Safety | Fire Alarm | Simplex | University of San Diego | Manchester Hall | Unassigned | 1 | 103
MACH_FIRE_SS_72 | Yes | Yes | SMOKE SENSOR / BASE | SIMPLEX 4098 - 9714 ;SIMPLEX 4098-9792 BASE |  | Fire Protection & Safety | Fire Alarm | Simplex | University of San Diego | Manchester Hall | Unassigned | 1 | 103
Smoke sensor
MACH_FIRE_DMSS_01 | Yes | Yes | DECK MOUNTED SMOKE SENSOR |  |  | Fire Protection & Safety | Fire Alarm |  | University of San Diego | Manchester Hall | Career Development Ctr | 1 | 101C
MACH_FIRE_DMSS_02 | Yes | Yes | DECK MOUNTED SMOKE SENSOR |  |  | Fire Protection & Safety | Fire Alarm |  | University of San Diego | Manchester Hall | Career Development Ctr | 1 | 101C
MACH_FIRE_DMSS_03 | Yes | Yes | DECK MOUNTED SMOKE SENSOR |  |  | Fire Protection & Safety | Fire Alarm |  | University of San Diego | Manchester Hall | Undergraduate admission | 2 | 201F
MACH_FIRE_DMSS_04 | Yes | Yes | DECK MOUNTED SMOKE SENSOR |  |  | Fire Protection & Safety | Fire Alarm |  | University of San Diego | Manchester Hall | Undergraduate admission | 2 | 201F
Test_Station-2098-9806
MACH_FIRE_RTS1 | Yes | Yes | REMOTE TEST STATION W/ LED AND KEY SWITCH | SIMPLEX 2098-9806 |  | Fire Protection & Safety | Fire Alarm | Simplex | University of San Diego | Manchester Hall | Career Development Ctr | 1 | 101C
MACH_FIRE_RTS2 | Yes | Yes | REMOTE TEST STATION W/ LED AND KEY SWITCH | SIMPLEX 2098-9806 |  | Fire Protection & Safety | Fire Alarm | Simplex | University of San Diego | Manchester Hall | Career Development Ctr | 1 | 101C
Grand total: 131

## Electrical-FM
Electrical Equipment Schedule
Tag# | Building Asset | Active | Description | Model # | Serial # | EQUIPMENT TYPE | EQUIPMENT SUBTYPE | Manufacturer | Campus Name | Building Name | Department | Floor Code | Area# | Date Purchased | Warranty Date
DDC PANELS
MACH_ELECT_DDC_PNL_01 | Yes | Yes | DDC PANELS |  |  | Electrical | Panel |  | University of San Diego | Manchester Hall |  | ROOF
MACH_ELECT_DDC_PNL_02 | Yes | Yes | DDC PANELS |  |  | Electrical | Panel |  | University of San Diego | Manchester Hall |  | ROOF
MACH_ELECT_DDC_PNL_03 | Yes | Yes | DDC PANELS |  |  | Electrical | Panel |  | University of San Diego | Manchester Hall |  | ROOF
MACH_ELECT_DDC_PNL_04 | Yes | Yes | DDC PANELS |  |  | Electrical | Panel |  | University of San Diego | Manchester Hall | Unassigned | 1 | 108
ELECTRICAL PANELS
MACH_ELECT_PNL_2LB | Yes | Yes | ELECTRICAL PANEL 2LB |  |  | Electrical | Panel | Siemens | University of San Diego | Manchester Hall | Undergraduate Admissions | 2 | 201F
MACH_ELECT_PNL_1LC | Yes | Yes | ELECTRICAL PANEL 1LC |  |  | Electrical | Panel | Siemens | University of San Diego | Manchester Hall | Career Development Ctr | 1 | 109B
MACH_ELECT_PNL_2LC | Yes | Yes | ELECTRICAL PANEL 2 LC |  |  | Electrical | Panel | Siemens | University of San Diego | Manchester Hall | Undergraduate Admissions | 2 | 208D
MACH_ELECT_PNL_M | Yes | Yes | ELECTRICAL PANEL M |  |  | Electrical | Panel | Siemens | University of San Diego | Manchester Hall | Undergraduate Admissions | 2 | 208D
ELECTRICAL PANELS (EX)
MACH_ELECT_PNL_1LA | Yes | Yes | ELECTRICAL PANEL 1A |  |  | Electrical | Panel |  | University of San Diego | Manchester Hall | Unassigned | 1 | 107
MACH_ELECT_PNL_EMS Panel | Yes | Yes | ELECTRICAL PANEL EMS |  |  | Electrical | Panel |  | University of San Diego | Manchester Hall | Unassigned | 1 | 107
MACH_ELECT_PNL_1LB | Yes | Yes | ELECTRICAL PANEL 1LB |  |  | Electrical | Panel |  | University of San Diego | Manchester Hall | Unassigned | 1 | 103A
MACH_ELECT_PNL_Security Panel | Yes | Yes | ELECTRICAL PANEL SECURITY |  |  | Electrical | Panel |  | University of San Diego | Manchester Hall | Unassigned | 1 | 107
MACH_ELECT_PNL_2LA | Yes | Yes | ELECTRICAL PANEL 2LA |  |  | Electrical | Panel |  | University of San Diego | Manchester Hall | Unassigned | 2 | 2001
J BOX
MACH_ELECT_JB_01 | Yes | Yes | JUNCTION BOXES |  |  | Electrical |  |  | University of San Diego | Manchester Hall | Career Development Ctr | 1 | 101C
MACH_ELECT_JB_02 | Yes | Yes | JUNCTION BOXES |  |  | Electrical |  |  | University of San Diego | Manchester Hall | Career Development Ctr | 1 | 101C
MACH_ELECT_JB_03 | Yes | Yes | JUNCTION BOXES |  |  | Electrical |  |  | University of San Diego | Manchester Hall | Career Development Ctr | 1 | 101C
MACH_ELECT_JB_04 | Yes | Yes | JUNCTION BOXES |  |  | Electrical |  |  | University of San Diego | Manchester Hall | Career Development Ctr | 1 | 102
MACH_ELECT_JB_05 | Yes | Yes | JUNCTION BOXES |  |  | Electrical |  |  | University of San Diego | Manchester Hall | Career Development Ctr | 1 | 102
MACH_ELECT_JB_06 | Yes | Yes | JUNCTION BOXES |  |  | Electrical |  |  | University of San Diego | Manchester Hall | Career Development Ctr | 1 | 114
MACH_ELECT_JB_07 | Yes | Yes | JUNCTION BOXES |  |  | Electrical |  |  | University of San Diego | Manchester Hall | Career Development Ctr | 1 | 114
MACH_ELECT_JB_08 | Yes | Yes | JUNCTION BOXES |  |  | Electrical |  |  | University of San Diego | Manchester Hall | Career Development Ctr | 1 | 114
MACH_ELECT_JB_09 | Yes | Yes | JUNCTION BOXES |  |  | Electrical |  |  | University of San Diego | Manchester Hall | Undergraduate Admissions | 2 | 201C
MACH_ELECT_JB_10 | Yes | Yes | JUNCTION BOXES |  |  | Electrical |  |  | University of San Diego | Manchester Hall | Undergraduate Admissions | 2 | 201B
MACH_ELECT_JB_11 | Yes | Yes | JUNCTION BOXES |  |  | Electrical |  |  | University of San Diego | Manchester Hall | Undergraduate Admissions | 2 | 201A
MACH_ELECT_JB_12 | Yes | Yes | JUNCTION BOXES |  |  | Electrical |  |  | University of San Diego | Manchester Hall | Undergraduate Admissions | 2 | 201F
MACH_ELECT_JB_13 | Yes | Yes | JUNCTION BOXES |  |  | Electrical |  |  | University of San Diego | Manchester Hall | Undergraduate Admissions | 2 | 201
MACH_ELECT_JB_14 | Yes | Yes | JUNCTION BOXES |  |  | Electrical |  |  | University of San Diego | Manchester Hall | Undergraduate Admissions | 2 | 201
MACH_ELECT_JB_15 | Yes | Yes | JUNCTION BOXES |  |  | Electrical |  |  | University of San Diego | Manchester Hall | Undergraduate Admissions | 2 | 208
MACH_ELECT_JB_16 | Yes | Yes | JUNCTION BOXES |  |  | Electrical |  |  | University of San Diego | Manchester Hall | Career Development Ctr | 2 | 202
MACH_ELECT_JB_17 | Yes | Yes | JUNCTION BOXES |  |  | Electrical |  |  | University of San Diego | Manchester Hall | Career Development Ctr | 2 | 202
MACH_ELECT_JB_18 | Yes | Yes | JUNCTION BOXES |  |  | Electrical |  |  | University of San Diego | Manchester Hall | Career Development Ctr | 2 | 202
MACH_ELECT_JB_19 | Yes | Yes | JUNCTION BOXES |  |  | Electrical |  |  | University of San Diego | Manchester Hall | Career Development Ctr | 2 | 202E
MACH_ELECT_JB_20 | Yes | Yes | JUNCTION BOXES |  |  | Electrical |  |  | University of San Diego | Manchester Hall | Career Development Ctr | 2 | 202D
MACH_ELECT_JB_21 | Yes | Yes | JUNCTION BOXES |  |  | Electrical |  |  | University of San Diego | Manchester Hall | Career Development Ctr | 2 | 202C
MACH_ELECT_JB_22 | Yes | Yes | JUNCTION BOXES |  |  | Electrical |  |  | University of San Diego | Manchester Hall | Career Development Ctr | 2 | 202B
MACH_ELECT_JB_23 | Yes | Yes | JUNCTION BOXES |  |  | Electrical |  |  | University of San Diego | Manchester Hall | Career Development Ctr | 2 | 202A
MACH_ELECT_JB_24 | Yes | Yes | JUNCTION BOXES |  |  | Electrical |  |  | University of San Diego | Manchester Hall | Undergraduate Admissions | 2 | 208
MACH_ELECT_JB_25 | Yes | Yes | JUNCTION BOXES |  |  | Electrical |  |  | University of San Diego | Manchester Hall | Undergraduate Admissions | 2 | 208A
MACH_ELECT_JB_26 | Yes | Yes | JUNCTION BOXES |  |  | Electrical |  |  | University of San Diego | Manchester Hall | Undergraduate Admissions | 2 | 208C
MACH_ELECT_JB_27 | Yes | Yes | JUNCTION BOXES |  |  | Electrical |  |  | University of San Diego | Manchester Hall | Undergraduate Admissions | 2 | 208
MACH_ELECT_JB_28 | Yes | Yes | JUNCTION BOXES |  |  | Electrical |  |  | University of San Diego | Manchester Hall | Undergraduate Admissions | 2 | 208B
MACH_ELECT_JB_29 | Yes | Yes | JUNCTION BOXES |  |  | Electrical |  |  | University of San Diego | Manchester Hall | Undergraduate Admissions | 2 | 200
MACH_ELECT_JB_30 | Yes | Yes | JUNCTION BOXES |  |  | Electrical |  |  | University of San Diego | Manchester Hall | Undergraduate Admissions | 2 | 200
MACH_ELECT_JB_31 | Yes | Yes | JUNCTION BOXES |  |  | Electrical |  |  | University of San Diego | Manchester Hall | Undergraduate Admissions | 2 | 200
MACH_ELECT_JB_32 | Yes | Yes | JUNCTION BOXES |  |  | Electrical |  |  | University of San Diego | Manchester Hall | Undergraduate Admissions | 2 | 200
MACH_ELECT_JB_33 | Yes | Yes | JUNCTION BOXES |  |  | Electrical |  |  | University of San Diego | Manchester Hall | Undergraduate Admissions | 2 | 201F
MACH_ELECT_JB_34 | Yes | Yes | JUNCTION BOXES |  |  | Electrical |  |  | University of San Diego | Manchester Hall | Undergraduate Admissions | 2 | 201F
MACH_ELECT_JB_35 | Yes | Yes | JUNCTION BOXES |  |  | Electrical |  |  | University of San Diego | Manchester Hall | Career Development Ctr | 1 | 102F
MACH_ELECT_JB_36 | Yes | Yes | JUNCTION BOXES |  |  | Electrical |  |  | University of San Diego | Manchester Hall | Career Development Ctr | 1 | 102F
MACH_ELECT_JB_37 | Yes | Yes | JUNCTION BOXES |  |  | Electrical |  |  | University of San Diego | Manchester Hall | Undergraduate Admissions | 2 | 201E
MACH_ELECT_JB_38 | Yes | Yes | JUNCTION BOXES |  |  | Electrical |  |  | University of San Diego | Manchester Hall | Undergraduate Admissions | 2 | 201D
MACH_ELECT_JB_39 | Yes | Yes | JUNCTION BOXES |  |  | Electrical |  |  | University of San Diego | Manchester Hall | Unassigned | 1 | 1000
MACH_ELECT_JB_40 | Yes | Yes | JUNCTION BOXES |  |  | Electrical |  |  | University of San Diego | Manchester Hall | Unassigned | 1 | 100
MACH_ELECT_JB_41 | Yes | Yes | JUNCTION BOXES |  |  | Electrical |  |  | University of San Diego | Manchester Hall | Unassigned | 1 | 100A
MACH_ELECT_JB_42 | Yes | Yes | JUNCTION BOXES |  |  | Electrical |  |  | University of San Diego | Manchester Hall | Unassigned | 1 | 100A
LIGHTING UPS
MACH_ELECT_UPS_01 | Yes | Yes | LIGHTING UPS |  |  | Electrical |  |  | University of San Diego | Manchester Hall | Unassigned | 1 | 107
MCC 24"X20"
MACH_ELECT_MCC_01 | Yes | Yes | MOTOR CONTROL CENTER |  |  | Electrical |  |  | University of San Diego | Manchester Hall | Unassigned | 1 | 107
MACH_ELECT_MCC_02 | Yes | Yes | MOTOR CONTROL CENTER |  |  | Electrical |  |  | University of San Diego | Manchester Hall | Unassigned | 1 | 107
MACH_ELECT_MCC_03 | Yes | Yes | MOTOR CONTROL CENTER |  |  | Electrical |  |  | University of San Diego | Manchester Hall | Unassigned | 1 | 107
MSB 30"x26.25"
MACH_ELECT_MSB_01 | Yes | Yes | MAIN SWITCH BOARD |  |  | Electrical |  |  | University of San Diego | Manchester Hall | Unassigned | 1 | 107
MACH_ELECT_MSB_02 | Yes | Yes | MAIN SWITCH BOARD |  |  | Electrical |  |  | University of San Diego | Manchester Hall | Unassigned | 1 | 107
MACH_ELECT_MSB_03 | Yes | Yes | MAIN SWITCH BOARD |  |  | Electrical |  |  | University of San Diego | Manchester Hall | Unassigned | 1 | 107
Three Phase - 480
MACH_ELECT_Elevator1 | Yes | Yes | ELEVATOR |  |  | Electrical |  |  | University of San Diego | Manchester Hall |  | ROOF
UPS BATTERY CABINET
MACH_ELECT_UPS_01 | Yes | Yes | UNINTERRUPTIBLE POWER SYSTEM |  |  | Electrical |  |  | University of San Diego | Manchester Hall | Unassigned | 1 | 107
Grand total: 64
Lighting Fixture Schedule
Tag# | Building Asset | Active | Description | Model # | Serial # | EQUIPMENT TYPE | EQUIPMENT SUBTYPE | Manufacturer | Campus Name | Building Name | Department | Floor Code | Area# | Date Purchased | Warranty Date
45VL-SC-1-W-RC
MACH_ELECT_LTG_EXT_F10_01 | Yes | Yes | DUAL FACE LED EDGE-LIT EXIT SIGN | CHLORIDE CALIBER SERIES CN6-RC-A-2-IC |  | Electrical | Lighting | PHILIPS | University of San Diego | Manchester Hall | Undergraduate admission | 2 | 200 |  | 5 years on housing and electronics with a 7 year pro rated warranty on Battery
45VL-SW-1-W-RC
MACH_ELECT_LTG_EXT_F9_01 | Yes | Yes | SINGLE FACE LED EDGE-LIT EXIT SIGN, RED LETTERS ON CLEAR BACKGROUND | CHLORIDE CALIBER SERIES CN6-RC-A-2-IC |  | Electrical | Lighting | PHILIPS | University of San Diego | Manchester Hall | Career Development Ctr | 1 | 101 |  | 5 years on housing and electronics with a 7 year pro rated warranty on Battery
MACH_ELECT_LTG_EXT_F9_02 | Yes | Yes | SINGLE FACE LED EDGE-LIT EXIT SIGN, RED LETTERS ON CLEAR BACKGROUND | CHLORIDE CALIBER SERIES CN6-RC-A-2-IC |  | Electrical | Lighting | PHILIPS | University of San Diego | Manchester Hall | Career Development Ctr | 1 | 109 |  | 5 years on housing and electronics with a 7 year pro rated warranty on Battery
MACH_ELECT_LTG_EXT_F9_03 | Yes | Yes | SINGLE FACE LED EDGE-LIT EXIT SIGN, RED LETTERS ON CLEAR BACKGROUND | CHLORIDE CALIBER SERIES CN6-RC-A-2-IC |  | Electrical | Lighting | PHILIPS | University of San Diego | Manchester Hall | Unassigned | 1 | 100 |  | 5 years on housing and electronics with a 7 year pro rated warranty on Battery
MACH_ELECT_LTG_EXT_F9_04 | Yes | Yes | SINGLE FACE LED EDGE-LIT EXIT SIGN, RED LETTERS ON CLEAR BACKGROUND | CHLORIDE CALIBER SERIES CN6-RC-A-2-IC |  | Electrical | Lighting | PHILIPS | University of San Diego | Manchester Hall | Career Development Ctr | 1 | 112 |  | 5 years on housing and electronics with a 7 year pro rated warranty on Battery
MACH_ELECT_LTG_EXT_F9_05 | Yes | Yes | SINGLE FACE LED EDGE-LIT EXIT SIGN, RED LETTERS ON CLEAR BACKGROUND | CHLORIDE CALIBER SERIES CN6-RC-A-2-IC |  | Electrical | Lighting | PHILIPS | University of San Diego | Manchester Hall | Unassigned | 1 | 1002 |  | 5 years on housing and electronics with a 7 year pro rated warranty on Battery
MACH_ELECT_LTG_EXT_F9_06 | Yes | Yes | SINGLE FACE LED EDGE-LIT EXIT SIGN, RED LETTERS ON CLEAR BACKGROUND | CHLORIDE CALIBER SERIES CN6-RC-A-2-IC |  | Electrical | Lighting | PHILIPS | University of San Diego | Manchester Hall | Career Development Ctr | 1 | 102 |  | 5 years on housing and electronics with a 7 year pro rated warranty on Battery
MACH_ELECT_LTG_EXT_F9_07 | Yes | Yes | SINGLE FACE LED EDGE-LIT EXIT SIGN, RED LETTERS ON CLEAR BACKGROUND | CHLORIDE CALIBER SERIES CN6-RC-A-2-IC |  | Electrical | Lighting | PHILIPS | University of San Diego | Manchester Hall | Career Development Ctr | 1 | 101 |  | 5 years on housing and electronics with a 7 year pro rated warranty on Battery
MACH_ELECT_LTG_EXT_F9_08 | Yes | Yes | SINGLE FACE LED EDGE-LIT EXIT SIGN, RED LETTERS ON CLEAR BACKGROUND | CHLORIDE CALIBER SERIES CN6-RC-A-2-IC |  | Electrical | Lighting | PHILIPS | University of San Diego | Manchester Hall | Unassigned | 1 | 1002 |  | 5 years on housing and electronics with a 7 year pro rated warranty on Battery
MACH_ELECT_LTG_EXT_F9_09 | Yes | Yes | SINGLE FACE LED EDGE-LIT EXIT SIGN, RED LETTERS ON CLEAR BACKGROUND | CHLORIDE CALIBER SERIES CN6-RC-A-2-IC |  | Electrical | Lighting | PHILIPS | University of San Diego | Manchester Hall | Graduate Admission | 2 | 205 |  | 5 years on housing and electronics with a 7 year pro rated warranty on Battery
MACH_ELECT_LTG_EXT_F9_10 | Yes | Yes | SINGLE FACE LED EDGE-LIT EXIT SIGN, RED LETTERS ON CLEAR BACKGROUND | CHLORIDE CALIBER SERIES CN6-RC-A-2-IC |  | Electrical | Lighting | PHILIPS | University of San Diego | Manchester Hall | Unassigned | 1 | 100 |  | 5 years on housing and electronics with a 7 year pro rated warranty on Battery
MACH_ELECT_LTG_EXT_F9_11 | Yes | Yes | SINGLE FACE LED EDGE-LIT EXIT SIGN, RED LETTERS ON CLEAR BACKGROUND | CHLORIDE CALIBER SERIES CN6-RC-A-2-IC |  | Electrical | Lighting | PHILIPS | University of San Diego | Manchester Hall | Undergraduate admission | 2 | 201 |  | 5 years on housing and electronics with a 7 year pro rated warranty on Battery
MACH_ELECT_LTG_EXT_F9_12 | Yes | Yes | SINGLE FACE LED EDGE-LIT EXIT SIGN, RED LETTERS ON CLEAR BACKGROUND | CHLORIDE CALIBER SERIES CN6-RC-A-2-IC |  | Electrical | Lighting | PHILIPS | University of San Diego | Manchester Hall | Undergraduate admission | 2 | 208 |  | 5 years on housing and electronics with a 7 year pro rated warranty on Battery
MACH_ELECT_LTG_EXT_F9_13 | Yes | Yes | SINGLE FACE LED EDGE-LIT EXIT SIGN, RED LETTERS ON CLEAR BACKGROUND | CHLORIDE CALIBER SERIES CN6-RC-A-2-IC |  | Electrical | Lighting | PHILIPS | University of San Diego | Manchester Hall | Undergraduate admission | 2 | 200 |  | 5 years on housing and electronics with a 7 year pro rated warranty on Battery
MACH_ELECT_LTG_EXT_F9_14 | Yes | Yes | SINGLE FACE LED EDGE-LIT EXIT SIGN, RED LETTERS ON CLEAR BACKGROUND | CHLORIDE CALIBER SERIES CN6-RC-A-2-IC |  | Electrical | Lighting | PHILIPS | University of San Diego | Manchester Hall | Career Development Ctr | 2 | 202 |  | 5 years on housing and electronics with a 7 year pro rated warranty on Battery
B4 TYPE
MACH_ELECT_LTG_B4_01 | Yes | Yes | 3X3 RECESSED FLOUR W/ACRLYIC PRSMATIC LENS & ENERGY SAVING BALLAST | COLUMBIA#5256F-52-332-STATIC |  | Electrical | Lighting | COLUMBIA | University of San Diego | Manchester Hall | Unassigned | 1 | 103
MACH_ELECT_LTG_B4_02 | Yes | Yes | 3X3 RECESSED FLOUR W/ACRLYIC PRSMATIC LENS & ENERGY SAVING BALLAST | COLUMBIA#5256F-52-332-STATIC |  | Electrical | Lighting | COLUMBIA | University of San Diego | Manchester Hall | Unassigned | 1 | 103
MACH_ELECT_LTG_B4_03 | Yes | Yes | 3X3 RECESSED FLOUR W/ACRLYIC PRSMATIC LENS & ENERGY SAVING BALLAST | COLUMBIA#5256F-52-332-STATIC |  | Electrical | Lighting | COLUMBIA | University of San Diego | Manchester Hall | Unassigned | 1 | 103
MACH_ELECT_LTG_B4_04 | Yes | Yes | 3X3 RECESSED FLOUR W/ACRLYIC PRSMATIC LENS & ENERGY SAVING BALLAST | COLUMBIA#5256F-52-332-STATIC |  | Electrical | Lighting | COLUMBIA | University of San Diego | Manchester Hall | Unassigned | 1 | 103
MACH_ELECT_LTG_B4_05 | Yes | Yes | 3X3 RECESSED FLOUR W/ACRLYIC PRSMATIC LENS & ENERGY SAVING BALLAST | COLUMBIA#5256F-52-332-STATIC |  | Electrical | Lighting | COLUMBIA | University of San Diego | Manchester Hall | Unassigned | 1 | 103
MACH_ELECT_LTG_B4_06 | Yes | Yes | 3X3 RECESSED FLOUR W/ACRLYIC PRSMATIC LENS & ENERGY SAVING BALLAST | COLUMBIA#5256F-52-332-STATIC |  | Electrical | Lighting | COLUMBIA | University of San Diego | Manchester Hall | Unassigned | 1 | 103
MACH_ELECT_LTG_B4_07 | Yes | Yes | 3X3 RECESSED FLOUR W/ACRLYIC PRSMATIC LENS & ENERGY SAVING BALLAST | COLUMBIA#5256F-52-332-STATIC |  | Electrical | Lighting | COLUMBIA | University of San Diego | Manchester Hall | Unassigned | 1 | 103
MACH_ELECT_LTG_B4_08 | Yes | Yes | 3X3 RECESSED FLOUR W/ACRLYIC PRSMATIC LENS & ENERGY SAVING BALLAST | COLUMBIA#5256F-52-332-STATIC |  | Electrical | Lighting | COLUMBIA | University of San Diego | Manchester Hall | Unassigned | 1 | 103
MACH_ELECT_LTG_B4_09 | Yes | Yes | 3X3 RECESSED FLOUR W/ACRLYIC PRSMATIC LENS & ENERGY SAVING BALLAST | COLUMBIA#5256F-52-332-STATIC |  | Electrical | Lighting | COLUMBIA | University of San Diego | Manchester Hall | Unassigned | 1 | 103
MACH_ELECT_LTG_B4_10 | Yes | Yes | 3X3 RECESSED FLOUR W/ACRLYIC PRSMATIC LENS & ENERGY SAVING BALLAST | COLUMBIA#5256F-52-332-STATIC |  | Electrical | Lighting | COLUMBIA | University of San Diego | Manchester Hall | Unassigned | 1 | 103
MACH_ELECT_LTG_B4_11 | Yes | Yes | 3X3 RECESSED FLOUR W/ACRLYIC PRSMATIC LENS & ENERGY SAVING BALLAST | COLUMBIA#5256F-52-332-STATIC |  | Electrical | Lighting | COLUMBIA | University of San Diego | Manchester Hall | Unassigned | 1 | 103
MACH_ELECT_LTG_B4_12 | Yes | Yes | 3X3 RECESSED FLOUR W/ACRLYIC PRSMATIC LENS & ENERGY SAVING BALLAST | COLUMBIA#5256F-52-332-STATIC |  | Electrical | Lighting | COLUMBIA | University of San Diego | Manchester Hall | Unassigned | 1 | 103
MACH_ELECT_LTG_B4_13 | Yes | Yes | 3X3 RECESSED FLOUR W/ACRLYIC PRSMATIC LENS & ENERGY SAVING BALLAST | COLUMBIA#5256F-52-332-STATIC |  | Electrical | Lighting | COLUMBIA | University of San Diego | Manchester Hall | Unassigned | 1 | 103
MACH_ELECT_LTG_B4_14 | Yes | Yes | 3X3 RECESSED FLOUR W/ACRLYIC PRSMATIC LENS & ENERGY SAVING BALLAST | COLUMBIA#5256F-52-332-STATIC |  | Electrical | Lighting | COLUMBIA | University of San Diego | Manchester Hall | Unassigned | 1 | 103
MACH_ELECT_LTG_B4_15 | Yes | Yes | 3X3 RECESSED FLOUR W/ACRLYIC PRSMATIC LENS & ENERGY SAVING BALLAST | COLUMBIA#5256F-52-332-STATIC |  | Electrical | Lighting | COLUMBIA | University of San Diego | Manchester Hall | Unassigned | 1 | 103
MACH_ELECT_LTG_B4_16 | Yes | Yes | 3X3 RECESSED FLOUR W/ACRLYIC PRSMATIC LENS & ENERGY SAVING BALLAST | COLUMBIA#5256F-52-332-STATIC |  | Electrical | Lighting | COLUMBIA | University of San Diego | Manchester Hall | Unassigned | 1 | 103
MACH_ELECT_LTG_B4_17 | Yes | Yes | 3X3 RECESSED FLOUR W/ACRLYIC PRSMATIC LENS & ENERGY SAVING BALLAST | COLUMBIA#5256F-52-332-STATIC |  | Electrical | Lighting | COLUMBIA | University of San Diego | Manchester Hall | Unassigned | 1 | 103
MACH_ELECT_LTG_B4_18 | Yes | Yes | 3X3 RECESSED FLOUR W/ACRLYIC PRSMATIC LENS & ENERGY SAVING BALLAST | COLUMBIA#5256F-52-332-STATIC |  | Electrical | Lighting | COLUMBIA | University of San Diego | Manchester Hall | Unassigned | 1 | 103
MACH_ELECT_LTG_B4_19 | Yes | Yes | 3X3 RECESSED FLOUR W/ACRLYIC PRSMATIC LENS & ENERGY SAVING BALLAST | COLUMBIA#5256F-52-332-STATIC |  | Electrical | Lighting | COLUMBIA | University of San Diego | Manchester Hall | Unassigned | 1 | 103
MACH_ELECT_LTG_B4_20 | Yes | Yes | 3X3 RECESSED FLOUR W/ACRLYIC PRSMATIC LENS & ENERGY SAVING BALLAST | COLUMBIA#5256F-52-332-STATIC |  | Electrical | Lighting | COLUMBIA | University of San Diego | Manchester Hall | Unassigned | 1 | 103
MACH_ELECT_LTG_B4_21 | Yes | Yes | 3X3 RECESSED FLOUR W/ACRLYIC PRSMATIC LENS & ENERGY SAVING BALLAST | COLUMBIA#5256F-52-332-STATIC |  | Electrical | Lighting | COLUMBIA | University of San Diego | Manchester Hall | Unassigned | 1 | 103
MACH_ELECT_LTG_B4_22 | Yes | Yes | 3X3 RECESSED FLOUR W/ACRLYIC PRSMATIC LENS & ENERGY SAVING BALLAST | COLUMBIA#5256F-52-332-STATIC |  | Electrical | Lighting | COLUMBIA | University of San Diego | Manchester Hall | Unassigned | 1 | 103
MACH_ELECT_LTG_B4_23 | Yes | Yes | 3X3 RECESSED FLOUR W/ACRLYIC PRSMATIC LENS & ENERGY SAVING BALLAST | COLUMBIA#5256F-52-332-STATIC |  | Electrical | Lighting | COLUMBIA | University of San Diego | Manchester Hall | Unassigned | 1 | 103
MACH_ELECT_LTG_B4_24 | Yes | Yes | 3X3 RECESSED FLOUR W/ACRLYIC PRSMATIC LENS & ENERGY SAVING BALLAST | COLUMBIA#5256F-52-332-STATIC |  | Electrical | Lighting | COLUMBIA | University of San Diego | Manchester Hall | Unassigned | 1 | 103
MACH_ELECT_LTG_B4_25 | Yes | Yes | 3X3 RECESSED FLOUR W/ACRLYIC PRSMATIC LENS & ENERGY SAVING BALLAST | COLUMBIA#5256F-52-332-STATIC |  | Electrical | Lighting | COLUMBIA | University of San Diego | Manchester Hall | Unassigned | 1 | 103
MACH_ELECT_LTG_B4_26 | Yes | Yes | 3X3 RECESSED FLOUR W/ACRLYIC PRSMATIC LENS & ENERGY SAVING BALLAST | COLUMBIA#5256F-52-332-STATIC |  | Electrical | Lighting | COLUMBIA | University of San Diego | Manchester Hall | Unassigned | 1 | 103
MACH_ELECT_LTG_B4_27 | Yes | Yes | 3X3 RECESSED FLOUR W/ACRLYIC PRSMATIC LENS & ENERGY SAVING BALLAST | COLUMBIA#5256F-52-332-STATIC |  | Electrical | Lighting | COLUMBIA | University of San Diego | Manchester Hall | Unassigned | 1 | 103
MACH_ELECT_LTG_B4_28 | Yes | Yes | 3X3 RECESSED FLOUR W/ACRLYIC PRSMATIC LENS & ENERGY SAVING BALLAST | COLUMBIA#5256F-52-332-STATIC |  | Electrical | Lighting | COLUMBIA | University of San Diego | Manchester Hall | Unassigned | 1 | 103
MACH_ELECT_LTG_B4_29 | Yes | Yes | 3X3 RECESSED FLOUR W/ACRLYIC PRSMATIC LENS & ENERGY SAVING BALLAST | COLUMBIA#5256F-52-332-STATIC |  | Electrical | Lighting | COLUMBIA | University of San Diego | Manchester Hall | Unassigned | 1 | 103
MACH_ELECT_LTG_B4_30 | Yes | Yes | 3X3 RECESSED FLOUR W/ACRLYIC PRSMATIC LENS & ENERGY SAVING BALLAST | COLUMBIA#5256F-52-332-STATIC |  | Electrical | Lighting | COLUMBIA | University of San Diego | Manchester Hall | Unassigned | 1 | 103
MACH_ELECT_LTG_B4_31 | Yes | Yes | 3X3 RECESSED FLOUR W/ACRLYIC PRSMATIC LENS & ENERGY SAVING BALLAST | COLUMBIA#5256F-52-332-STATIC |  | Electrical | Lighting | COLUMBIA | University of San Diego | Manchester Hall | Unassigned | 1 | 103
MACH_ELECT_LTG_B4_32 | Yes | Yes | 3X3 RECESSED FLOUR W/ACRLYIC PRSMATIC LENS & ENERGY SAVING BALLAST | COLUMBIA#5256F-52-332-STATIC |  | Electrical | Lighting | COLUMBIA | University of San Diego | Manchester Hall | Unassigned | 1 | 103
MACH_ELECT_LTG_B4_33 | Yes | Yes | 3X3 RECESSED FLOUR W/ACRLYIC PRSMATIC LENS & ENERGY SAVING BALLAST | COLUMBIA#5256F-52-332-STATIC |  | Electrical | Lighting | COLUMBIA | University of San Diego | Manchester Hall | Unassigned | 1 | 103
MACH_ELECT_LTG_B4_34 | Yes | Yes | 3X3 RECESSED FLOUR W/ACRLYIC PRSMATIC LENS & ENERGY SAVING BALLAST | COLUMBIA#5256F-52-332-STATIC |  | Electrical | Lighting | COLUMBIA | University of San Diego | Manchester Hall | Unassigned | 1 | 103
MACH_ELECT_LTG_B4_35 | Yes | Yes | 3X3 RECESSED FLOUR W/ACRLYIC PRSMATIC LENS & ENERGY SAVING BALLAST | COLUMBIA#5256F-52-332-STATIC |  | Electrical | Lighting | COLUMBIA | University of San Diego | Manchester Hall | Unassigned | 1 | 103
MACH_ELECT_LTG_B4_36 | Yes | Yes | 3X3 RECESSED FLOUR W/ACRLYIC PRSMATIC LENS & ENERGY SAVING BALLAST | COLUMBIA#5256F-52-332-STATIC |  | Electrical | Lighting | COLUMBIA | University of San Diego | Manchester Hall | Unassigned | 1 | 103
MACH_ELECT_LTG_B4_37 | Yes | Yes | 3X3 RECESSED FLOUR W/ACRLYIC PRSMATIC LENS & ENERGY SAVING BALLAST | COLUMBIA#5256F-52-332-STATIC |  | Electrical | Lighting | COLUMBIA | University of San Diego | Manchester Hall | Unassigned | 1 | 103
MACH_ELECT_LTG_B4_38 | Yes | Yes | 3X3 RECESSED FLOUR W/ACRLYIC PRSMATIC LENS & ENERGY SAVING BALLAST | COLUMBIA#5256F-52-332-STATIC |  | Electrical | Lighting | COLUMBIA | University of San Diego | Manchester Hall | Unassigned | 1 | 103
MACH_ELECT_LTG_B4_39 | Yes | Yes | 3X3 RECESSED FLOUR W/ACRLYIC PRSMATIC LENS & ENERGY SAVING BALLAST | COLUMBIA#5256F-52-332-STATIC |  | Electrical | Lighting | COLUMBIA | University of San Diego | Manchester Hall | Unassigned | 1 | 103
MACH_ELECT_LTG_B4_40 | Yes | Yes | 3X3 RECESSED FLOUR W/ACRLYIC PRSMATIC LENS & ENERGY SAVING BALLAST | COLUMBIA#5256F-52-332-STATIC |  | Electrical | Lighting | COLUMBIA | University of San Diego | Manchester Hall | Unassigned | 1 | 103
MACH_ELECT_LTG_B4_41 | Yes | Yes | 3X3 RECESSED FLOUR W/ACRLYIC PRSMATIC LENS & ENERGY SAVING BALLAST | COLUMBIA#5256F-52-332-STATIC |  | Electrical | Lighting | COLUMBIA | University of San Diego | Manchester Hall | Unassigned | 1 | 103
MACH_ELECT_LTG_B4_42 | Yes | Yes | 3X3 RECESSED FLOUR W/ACRLYIC PRSMATIC LENS & ENERGY SAVING BALLAST | COLUMBIA#5256F-52-332-STATIC |  | Electrical | Lighting | COLUMBIA | University of San Diego | Manchester Hall | Unassigned | 1 | 103
MACH_ELECT_LTG_B4_43 | Yes | Yes | 3X3 RECESSED FLOUR W/ACRLYIC PRSMATIC LENS & ENERGY SAVING BALLAST | COLUMBIA#5256F-52-332-STATIC |  | Electrical | Lighting | COLUMBIA | University of San Diego | Manchester Hall | Unassigned | 1 | 103
MACH_ELECT_LTG_B4_44 | Yes | Yes | 3X3 RECESSED FLOUR W/ACRLYIC PRSMATIC LENS & ENERGY SAVING BALLAST | COLUMBIA#5256F-52-332-STATIC |  | Electrical | Lighting | COLUMBIA | University of San Diego | Manchester Hall | Unassigned | 1 | 103
MACH_ELECT_LTG_B4_45 | Yes | Yes | 3X3 RECESSED FLOUR W/ACRLYIC PRSMATIC LENS & ENERGY SAVING BALLAST | COLUMBIA#5256F-52-332-STATIC |  | Electrical | Lighting | COLUMBIA | University of San Diego | Manchester Hall | Unassigned | 1 | 103
MACH_ELECT_LTG_B4_46 | Yes | Yes | 3X3 RECESSED FLOUR W/ACRLYIC PRSMATIC LENS & ENERGY SAVING BALLAST | COLUMBIA#5256F-52-332-STATIC |  | Electrical | Lighting | COLUMBIA | University of San Diego | Manchester Hall | Unassigned | 1 | 103
MACH_ELECT_LTG_B4_47 | Yes | Yes | 3X3 RECESSED FLOUR W/ACRLYIC PRSMATIC LENS & ENERGY SAVING BALLAST | COLUMBIA#5256F-52-332-STATIC |  | Electrical | Lighting | COLUMBIA | University of San Diego | Manchester Hall | Unassigned | 1 | 103
MACH_ELECT_LTG_B4_48 | Yes | Yes | 3X3 RECESSED FLOUR W/ACRLYIC PRSMATIC LENS & ENERGY SAVING BALLAST | COLUMBIA#5256F-52-332-STATIC |  | Electrical | Lighting | COLUMBIA | University of San Diego | Manchester Hall | Unassigned | 1 | 103
MACH_ELECT_LTG_B4_49 | Yes | Yes | 3X3 RECESSED FLOUR W/ACRLYIC PRSMATIC LENS & ENERGY SAVING BALLAST | COLUMBIA#5256F-52-332-STATIC |  | Electrical | Lighting | COLUMBIA | University of San Diego | Manchester Hall | Unassigned | 1 | 103
MACH_ELECT_LTG_B4_50 | Yes | Yes | 3X3 RECESSED FLOUR W/ACRLYIC PRSMATIC LENS & ENERGY SAVING BALLAST | COLUMBIA#5256F-52-332-STATIC |  | Electrical | Lighting | COLUMBIA | University of San Diego | Manchester Hall | Unassigned | 1 | 103
MACH_ELECT_LTG_B4_51 | Yes | Yes | 3X3 RECESSED FLOUR W/ACRLYIC PRSMATIC LENS & ENERGY SAVING BALLAST | COLUMBIA#5256F-52-332-STATIC |  | Electrical | Lighting | COLUMBIA | University of San Diego | Manchester Hall | Unassigned | 1 | 103
MACH_ELECT_LTG_B4_52 | Yes | Yes | 3X3 RECESSED FLOUR W/ACRLYIC PRSMATIC LENS & ENERGY SAVING BALLAST | COLUMBIA#5256F-52-332-STATIC |  | Electrical | Lighting | COLUMBIA | University of San Diego | Manchester Hall | Unassigned | 1 | 103
MACH_ELECT_LTG_B4_53 | Yes | Yes | 3X3 RECESSED FLOUR W/ACRLYIC PRSMATIC LENS & ENERGY SAVING BALLAST | COLUMBIA#5256F-52-332-STATIC |  | Electrical | Lighting | COLUMBIA | University of San Diego | Manchester Hall | Unassigned | 1 | 103
MACH_ELECT_LTG_B4_54 | Yes | Yes | 3X3 RECESSED FLOUR W/ACRLYIC PRSMATIC LENS & ENERGY SAVING BALLAST | COLUMBIA#5256F-52-332-STATIC |  | Electrical | Lighting | COLUMBIA | University of San Diego | Manchester Hall | Unassigned | 1 | 103
MACH_ELECT_LTG_B4_55 | Yes | Yes | 3X3 RECESSED FLOUR W/ACRLYIC PRSMATIC LENS & ENERGY SAVING BALLAST | COLUMBIA#5256F-52-332-STATIC |  | Electrical | Lighting | COLUMBIA | University of San Diego | Manchester Hall | Unassigned | 1 | 103
MACH_ELECT_LTG_B4_56 | Yes | Yes | 3X3 RECESSED FLOUR W/ACRLYIC PRSMATIC LENS & ENERGY SAVING BALLAST | COLUMBIA#5256F-52-332-STATIC |  | Electrical | Lighting | COLUMBIA | University of San Diego | Manchester Hall | Unassigned | 1 | 103
MACH_ELECT_LTG_B4_57 | Yes | Yes | 3X3 RECESSED FLOUR W/ACRLYIC PRSMATIC LENS & ENERGY SAVING BALLAST | COLUMBIA#5256F-52-332-STATIC |  | Electrical | Lighting | COLUMBIA | University of San Diego | Manchester Hall | Unassigned | 1 | 103
MACH_ELECT_LTG_B4_58 | Yes | Yes | 3X3 RECESSED FLOUR W/ACRLYIC PRSMATIC LENS & ENERGY SAVING BALLAST | COLUMBIA#5256F-52-332-STATIC |  | Electrical | Lighting | COLUMBIA | University of San Diego | Manchester Hall | Unassigned | 1 | 103
MACH_ELECT_LTG_B4_59 | Yes | Yes | 3X3 RECESSED FLOUR W/ACRLYIC PRSMATIC LENS & ENERGY SAVING BALLAST | COLUMBIA#5256F-52-332-STATIC |  | Electrical | Lighting | COLUMBIA | University of San Diego | Manchester Hall | Unassigned | 1 | 103
MACH_ELECT_LTG_B4_60 | Yes | Yes | 3X3 RECESSED FLOUR W/ACRLYIC PRSMATIC LENS & ENERGY SAVING BALLAST | COLUMBIA#5256F-52-332-STATIC |  | Electrical | Lighting | COLUMBIA | University of San Diego | Manchester Hall | Unassigned | 1 | 103
C1 TYPE
MACH_ELECT_LTG_C1_01 | Yes | Yes | SURFACE MTD FLOUR STRIP LIGHT & ENERGY SAVING BALLAST EXCEPT 1 LAMP | LITHONIA C140 |  | Electrical | Lighting | LITHONIA | University of San Diego | Manchester Hall | Unassigned | 2 | 203A
C2 TYPE
MACH_ELECT_LTG_C2_01 | Yes | Yes | SURFACE MTD FLOUR STRIP LIGHT & ENEERGY SAVING BALLAST | LITHONIA C240 |  | Electrical | Lighting | LITHONIA | University of San Diego | Manchester Hall | Career Development Ctr | 1 | 114A
MACH_ELECT_LTG_C2_02 | Yes | Yes | SURFACE MTD FLOUR STRIP LIGHT & ENEERGY SAVING BALLAST | LITHONIA C240 |  | Electrical | Lighting | LITHONIA | University of San Diego | Manchester Hall | Unassigned | 1 | 1002
MACH_ELECT_LTG_C2_03 | Yes | Yes | SURFACE MTD FLOUR STRIP LIGHT & ENEERGY SAVING BALLAST | LITHONIA C240 |  | Electrical | Lighting | LITHONIA | University of San Diego | Manchester Hall | Unassigned | 1 | 107
MACH_ELECT_LTG_C2_04 | Yes | Yes | SURFACE MTD FLOUR STRIP LIGHT & ENEERGY SAVING BALLAST | LITHONIA C240 |  | Electrical | Lighting | LITHONIA | University of San Diego | Manchester Hall | Unassigned | 1 | 107
MACH_ELECT_LTG_C2_05 | Yes | Yes | SURFACE MTD FLOUR STRIP LIGHT & ENEERGY SAVING BALLAST | LITHONIA C240 |  | Electrical | Lighting | LITHONIA | University of San Diego | Manchester Hall | Unassigned | 1 | 107
D2 type
MACH_ELECT_LTG_D2_01 | Yes | Yes | 12"X 48" SURFACE MOUNTED FLOUR WZAFAROUND W/ARYLIC LENS AND SQUARE CORNERS & ENERGY SAVING BALLAST | DAY-BRITE #45257-4 |  | Electrical | Lighting | DAY-BRITE | University of San Diego | Manchester Hall | Unassigned | 1 | 103C
MACH_ELECT_LTG_D2_02 | Yes | Yes | 12"X 48" SURFACE MOUNTED FLOUR WZAFAROUND W/ARYLIC LENS AND SQUARE CORNERS & ENERGY SAVING BALLAST | DAY-BRITE #45257-4 |  | Electrical | Lighting | DAY-BRITE | University of San Diego | Manchester Hall | Career Development Ctr | 1 | 105
MACH_ELECT_LTG_D2_03 | Yes | Yes | 12"X 48" SURFACE MOUNTED FLOUR WZAFAROUND W/ARYLIC LENS AND SQUARE CORNERS & ENERGY SAVING BALLAST | DAY-BRITE #45257-4 |  | Electrical | Lighting | DAY-BRITE | University of San Diego | Manchester Hall | Career Development Ctr | 1 | 105
MACH_ELECT_LTG_D2_04 | Yes | Yes | 12"X 48" SURFACE MOUNTED FLOUR WZAFAROUND W/ARYLIC LENS AND SQUARE CORNERS & ENERGY SAVING BALLAST | DAY-BRITE #45257-4 |  | Electrical | Lighting | DAY-BRITE | University of San Diego | Manchester Hall | Unassigned | 1 | 103C
MACH_ELECT_LTG_D2_05 | Yes | Yes | 12"X 48" SURFACE MOUNTED FLOUR WZAFAROUND W/ARYLIC LENS AND SQUARE CORNERS & ENERGY SAVING BALLAST | DAY-BRITE #45257-4 |  | Electrical | Lighting | DAY-BRITE | University of San Diego | Manchester Hall | Unassigned | 1 | 103D
D4 type
MACH_ELECT_LTG_D4_01 | Yes | Yes | 18"X 48" SURFACE MOUNTED FLOUR WZAFAROUND W/ARYLIC LENS AND SQUARE CORNERS & ENERGY SAVING BALLAST | DAY-BRITE #45257-4 |  | Electrical | Lighting | DAY-BRITE | University of San Diego | Manchester Hall | Undergraduate admission | 2 | 201G |  | 5-year limited warranty
E Type
MACH_ELECT_LTG_E_01 | Yes | Yes | FLOUR EXIT SIGN WITH GREEN STENCIL LETTERS & WHITE BODY | LITHONIA XSWIG -07 |  | Electrical | Lighting | LITHONIA | University of San Diego | Manchester Hall | Unassigned | 1 | 103D
MACH_ELECT_LTG_E_02 | Yes | Yes | FLOUR EXIT SIGN WITH GREEN STENCIL LETTERS & WHITE BODY | LITHONIA XSWIG -07 |  | Electrical | Lighting | LITHONIA | University of San Diego | Manchester Hall | Unassigned | 1 | 103
MACH_ELECT_LTG_E_03 | Yes | Yes | FLOUR EXIT SIGN WITH GREEN STENCIL LETTERS & WHITE BODY | LITHONIA XSWIG -07 |  | Electrical | Lighting | LITHONIA | University of San Diego | Manchester Hall | Unassigned | 1 | 103C
MACH_ELECT_LTG_E_04 | Yes | Yes | FLOUR EXIT SIGN WITH GREEN STENCIL LETTERS & WHITE BODY | LITHONIA XSWIG -07 |  | Electrical | Lighting | LITHONIA | University of San Diego | Manchester Hall | Unassigned | 1 | 103
MACH_ELECT_LTG_E_05 | Yes | Yes | FLOUR EXIT SIGN WITH GREEN STENCIL LETTERS & WHITE BODY | LITHONIA XSWIG -07 |  | Electrical | Lighting | LITHONIA | University of San Diego | Manchester Hall | Career Development Ctr | 1 | 105
F1
MACH_ELECT_LTG_F1_01 | Yes | Yes | 2'X2' LED LOW-PROFILE RECESSED DIRECT/INDIRECT LUMINAIRE WITH BASKET DIFFUSER (IN OFFICES) | S2X2BL-39-40-U-WH3 |  | Electrical | Lighting | Indy Lights | University of San Diego | Manchester Hall | Career Development Ctr | 1 | 101B |  | 5-year
MACH_ELECT_LTG_F1_02 | Yes | Yes | 2'X2' LED LOW-PROFILE RECESSED DIRECT/INDIRECT LUMINAIRE WITH BASKET DIFFUSER (IN OFFICES) | S2X2BL-39-40-U-WH3 |  | Electrical | Lighting | Indy Lights | University of San Diego | Manchester Hall | Career Development Ctr | 1 | 101A |  | 5-year
MACH_ELECT_LTG_F1_03 | Yes | Yes | 2'X2' LED LOW-PROFILE RECESSED DIRECT/INDIRECT LUMINAIRE WITH BASKET DIFFUSER (IN OFFICES) | S2X2BL-39-40-U-WH3 |  | Electrical | Lighting | Indy Lights | University of San Diego | Manchester Hall | Career Development Ctr | 1 | 101 |  | 5-year
MACH_ELECT_LTG_F1_04 | Yes | Yes | 2'X2' LED LOW-PROFILE RECESSED DIRECT/INDIRECT LUMINAIRE WITH BASKET DIFFUSER (IN OFFICES) | S2X2BL-39-40-U-WH3 |  | Electrical | Lighting | Indy Lights | University of San Diego | Manchester Hall | Career Development Ctr | 1 | 101B |  | 5-year
MACH_ELECT_LTG_F1_05 | Yes | Yes | 2'X2' LED LOW-PROFILE RECESSED DIRECT/INDIRECT LUMINAIRE WITH BASKET DIFFUSER (IN OFFICES) | S2X2BL-39-40-U-WH3 |  | Electrical | Lighting | Indy Lights | University of San Diego | Manchester Hall | Career Development Ctr | 1 | 101A |  | 5-year
MACH_ELECT_LTG_F1_06 | Yes | Yes | 2'X2' LED LOW-PROFILE RECESSED DIRECT/INDIRECT LUMINAIRE WITH BASKET DIFFUSER (IN OFFICES) | S2X2BL-39-40-U-WH3 |  | Electrical | Lighting | Indy Lights | University of San Diego | Manchester Hall | Career Development Ctr | 1 | 101 |  | 5-year
MACH_ELECT_LTG_F1_07 | Yes | Yes | 2'X2' LED LOW-PROFILE RECESSED DIRECT/INDIRECT LUMINAIRE WITH BASKET DIFFUSER (IN OFFICES) | S2X2BL-39-40-U-WH3 |  | Electrical | Lighting | Indy Lights | University of San Diego | Manchester Hall | Career Development Ctr | 1 | 102A |  | 5-year
MACH_ELECT_LTG_F1_08 | Yes | Yes | 2'X2' LED LOW-PROFILE RECESSED DIRECT/INDIRECT LUMINAIRE WITH BASKET DIFFUSER (IN OFFICES) | S2X2BL-39-40-U-WH3 |  | Electrical | Lighting | Indy Lights | University of San Diego | Manchester Hall | Career Development Ctr | 1 | 102A |  | 5-year
MACH_ELECT_LTG_F1_09 | Yes | Yes | 2'X2' LED LOW-PROFILE RECESSED DIRECT/INDIRECT LUMINAIRE WITH BASKET DIFFUSER (IN OFFICES) | S2X2BL-39-40-U-WH3 |  | Electrical | Lighting | Indy Lights | University of San Diego | Manchester Hall | Career Development Ctr | 1 | 102B |  | 5-year
MACH_ELECT_LTG_F1_10 | Yes | Yes | 2'X2' LED LOW-PROFILE RECESSED DIRECT/INDIRECT LUMINAIRE WITH BASKET DIFFUSER (IN OFFICES) | S2X2BL-39-40-U-WH3 |  | Electrical | Lighting | Indy Lights | University of San Diego | Manchester Hall | Career Development Ctr | 1 | 102B |  | 5-year
MACH_ELECT_LTG_F1_11 | Yes | Yes | 2'X2' LED LOW-PROFILE RECESSED DIRECT/INDIRECT LUMINAIRE WITH BASKET DIFFUSER (IN OFFICES) | S2X2BL-39-40-U-WH3 |  | Electrical | Lighting | Indy Lights | University of San Diego | Manchester Hall | Career Development Ctr | 1 | 102C |  | 5-year
MACH_ELECT_LTG_F1_12 | Yes | Yes | 2'X2' LED LOW-PROFILE RECESSED DIRECT/INDIRECT LUMINAIRE WITH BASKET DIFFUSER (IN OFFICES) | S2X2BL-39-40-U-WH3 |  | Electrical | Lighting | Indy Lights | University of San Diego | Manchester Hall | Career Development Ctr | 1 | 102C |  | 5-year
MACH_ELECT_LTG_F1_13 | Yes | Yes | 2'X2' LED LOW-PROFILE RECESSED DIRECT/INDIRECT LUMINAIRE WITH BASKET DIFFUSER (IN OFFICES) | S2X2BL-39-40-U-WH3 |  | Electrical | Lighting | Indy Lights | University of San Diego | Manchester Hall | Career Development Ctr | 1 | 102 |  | 5-year
MACH_ELECT_LTG_F1_14 | Yes | Yes | 2'X2' LED LOW-PROFILE RECESSED DIRECT/INDIRECT LUMINAIRE WITH BASKET DIFFUSER (IN OFFICES) | S2X2BL-39-40-U-WH3 |  | Electrical | Lighting | Indy Lights | University of San Diego | Manchester Hall | Career Development Ctr | 1 | 102 |  | 5-year
MACH_ELECT_LTG_F1_15 | Yes | Yes | 2'X2' LED LOW-PROFILE RECESSED DIRECT/INDIRECT LUMINAIRE WITH BASKET DIFFUSER (IN OFFICES) | S2X2BL-39-40-U-WH3 |  | Electrical | Lighting | Indy Lights | University of San Diego | Manchester Hall | Career Development Ctr | 1 | 102 |  | 5-year
MACH_ELECT_LTG_F1_16 | Yes | Yes | 2'X2' LED LOW-PROFILE RECESSED DIRECT/INDIRECT LUMINAIRE WITH BASKET DIFFUSER (IN OFFICES) | S2X2BL-39-40-U-WH3 |  | Electrical | Lighting | Indy Lights | University of San Diego | Manchester Hall | Career Development Ctr | 1 | 102E |  | 5-year
MACH_ELECT_LTG_F1_17 | Yes | Yes | 2'X2' LED LOW-PROFILE RECESSED DIRECT/INDIRECT LUMINAIRE WITH BASKET DIFFUSER (IN OFFICES) | S2X2BL-39-40-U-WH3 |  | Electrical | Lighting | Indy Lights | University of San Diego | Manchester Hall | Career Development Ctr | 1 | 102 |  | 5-year
MACH_ELECT_LTG_F1_18 | Yes | Yes | 2'X2' LED LOW-PROFILE RECESSED DIRECT/INDIRECT LUMINAIRE WITH BASKET DIFFUSER (IN OFFICES) | S2X2BL-39-40-U-WH3 |  | Electrical | Lighting | Indy Lights | University of San Diego | Manchester Hall | Career Development Ctr | 1 | 102 |  | 5-year
MACH_ELECT_LTG_F1_19 | Yes | Yes | 2'X2' LED LOW-PROFILE RECESSED DIRECT/INDIRECT LUMINAIRE WITH BASKET DIFFUSER (IN OFFICES) | S2X2BL-39-40-U-WH3 |  | Electrical | Lighting | Indy Lights | University of San Diego | Manchester Hall | Career Development Ctr | 1 | 102F |  | 5-year
MACH_ELECT_LTG_F1_20 | Yes | Yes | 2'X2' LED LOW-PROFILE RECESSED DIRECT/INDIRECT LUMINAIRE WITH BASKET DIFFUSER (IN OFFICES) | S2X2BL-39-40-U-WH3 |  | Electrical | Lighting | Indy Lights | University of San Diego | Manchester Hall | Career Development Ctr | 1 | 102D |  | 5-year
MACH_ELECT_LTG_F1_21 | Yes | Yes | 2'X2' LED LOW-PROFILE RECESSED DIRECT/INDIRECT LUMINAIRE WITH BASKET DIFFUSER (IN OFFICES) | S2X2BL-39-40-U-WH3 |  | Electrical | Lighting | Indy Lights | University of San Diego | Manchester Hall | Career Development Ctr | 1 | 102D |  | 5-year
MACH_ELECT_LTG_F1_22 | Yes | Yes | 2'X2' LED LOW-PROFILE RECESSED DIRECT/INDIRECT LUMINAIRE WITH BASKET DIFFUSER (IN OFFICES) | S2X2BL-39-40-U-WH3 |  | Electrical | Lighting | Indy Lights | University of San Diego | Manchester Hall | Career Development Ctr | 1 | 102E |  | 5-year
MACH_ELECT_LTG_F1_23 | Yes | Yes | 2'X2' LED LOW-PROFILE RECESSED DIRECT/INDIRECT LUMINAIRE WITH BASKET DIFFUSER (IN OFFICES) | S2X2BL-39-40-U-WH3 |  | Electrical | Lighting | Indy Lights | University of San Diego | Manchester Hall | Career Development Ctr | 1 | 102F |  | 5-year
MACH_ELECT_LTG_F1_24 | Yes | Yes | 2'X2' LED LOW-PROFILE RECESSED DIRECT/INDIRECT LUMINAIRE WITH BASKET DIFFUSER (IN OFFICES) | S2X2BL-39-40-U-WH3 |  | Electrical | Lighting | Indy Lights | University of San Diego | Manchester Hall | Career Development Ctr | 1 | 101C |  | 5-year
MACH_ELECT_LTG_F1_25 | Yes | Yes | 2'X2' LED LOW-PROFILE RECESSED DIRECT/INDIRECT LUMINAIRE WITH BASKET DIFFUSER (IN OFFICES) | S2X2BL-39-40-U-WH3 |  | Electrical | Lighting | Indy Lights | University of San Diego | Manchester Hall | Career Development Ctr | 1 | 109 |  | 5-year
MACH_ELECT_LTG_F1_26 | Yes | Yes | 2'X2' LED LOW-PROFILE RECESSED DIRECT/INDIRECT LUMINAIRE WITH BASKET DIFFUSER (IN OFFICES) | S2X2BL-39-40-U-WH3 |  | Electrical | Lighting | Indy Lights | University of San Diego | Manchester Hall | Career Development Ctr | 1 | 114 |  | 5-year
MACH_ELECT_LTG_F1_27 | Yes | Yes | 2'X2' LED LOW-PROFILE RECESSED DIRECT/INDIRECT LUMINAIRE WITH BASKET DIFFUSER (IN OFFICES) | S2X2BL-39-40-U-WH3 |  | Electrical | Lighting | Indy Lights | University of San Diego | Manchester Hall | Career Development Ctr | 1 | 114 |  | 5-year
MACH_ELECT_LTG_F1_28 | Yes | Yes | 2'X2' LED LOW-PROFILE RECESSED DIRECT/INDIRECT LUMINAIRE WITH BASKET DIFFUSER (IN OFFICES) | S2X2BL-39-40-U-WH3 |  | Electrical | Lighting | Indy Lights | University of San Diego | Manchester Hall | Career Development Ctr | 1 | 112D |  | 5-year
MACH_ELECT_LTG_F1_29 | Yes | Yes | 2'X2' LED LOW-PROFILE RECESSED DIRECT/INDIRECT LUMINAIRE WITH BASKET DIFFUSER (IN OFFICES) | S2X2BL-39-40-U-WH3 |  | Electrical | Lighting | Indy Lights | University of San Diego | Manchester Hall | Career Development Ctr | 1 | 112D |  | 5-year
MACH_ELECT_LTG_F1_30 | Yes | Yes | 2'X2' LED LOW-PROFILE RECESSED DIRECT/INDIRECT LUMINAIRE WITH BASKET DIFFUSER (IN OFFICES) | S2X2BL-39-40-U-WH3 |  | Electrical | Lighting | Indy Lights | University of San Diego | Manchester Hall | Career Development Ctr | 1 | 112C |  | 5-year
MACH_ELECT_LTG_F1_31 | Yes | Yes | 2'X2' LED LOW-PROFILE RECESSED DIRECT/INDIRECT LUMINAIRE WITH BASKET DIFFUSER (IN OFFICES) | S2X2BL-39-40-U-WH3 |  | Electrical | Lighting | Indy Lights | University of San Diego | Manchester Hall | Career Development Ctr | 1 | 112 |  | 5-year
MACH_ELECT_LTG_F1_32 | Yes | Yes | 2'X2' LED LOW-PROFILE RECESSED DIRECT/INDIRECT LUMINAIRE WITH BASKET DIFFUSER (IN OFFICES) | S2X2BL-39-40-U-WH3 |  | Electrical | Lighting | Indy Lights | University of San Diego | Manchester Hall | Career Development Ctr | 1 | 112B |  | 5-year
MACH_ELECT_LTG_F1_33 | Yes | Yes | 2'X2' LED LOW-PROFILE RECESSED DIRECT/INDIRECT LUMINAIRE WITH BASKET DIFFUSER (IN OFFICES) | S2X2BL-39-40-U-WH3 |  | Electrical | Lighting | Indy Lights | University of San Diego | Manchester Hall | Career Development Ctr | 1 | 112 |  | 5-year
MACH_ELECT_LTG_F1_34 | Yes | Yes | 2'X2' LED LOW-PROFILE RECESSED DIRECT/INDIRECT LUMINAIRE WITH BASKET DIFFUSER (IN OFFICES) | S2X2BL-39-40-U-WH3 |  | Electrical | Lighting | Indy Lights | University of San Diego | Manchester Hall | Career Development Ctr | 1 | 112 |  | 5-year
MACH_ELECT_LTG_F1_35 | Yes | Yes | 2'X2' LED LOW-PROFILE RECESSED DIRECT/INDIRECT LUMINAIRE WITH BASKET DIFFUSER (IN OFFICES) | S2X2BL-39-40-U-WH3 |  | Electrical | Lighting | Indy Lights | University of San Diego | Manchester Hall | Career Development Ctr | 1 | 112B |  | 5-year
MACH_ELECT_LTG_F1_36 | Yes | Yes | 2'X2' LED LOW-PROFILE RECESSED DIRECT/INDIRECT LUMINAIRE WITH BASKET DIFFUSER (IN OFFICES) | S2X2BL-39-40-U-WH3 |  | Electrical | Lighting | Indy Lights | University of San Diego | Manchester Hall | Career Development Ctr | 1 | 112A |  | 5-year
MACH_ELECT_LTG_F1_37 | Yes | Yes | 2'X2' LED LOW-PROFILE RECESSED DIRECT/INDIRECT LUMINAIRE WITH BASKET DIFFUSER (IN OFFICES) | S2X2BL-39-40-U-WH3 |  | Electrical | Lighting | Indy Lights | University of San Diego | Manchester Hall | Career Development Ctr | 1 | 112 |  | 5-year
MACH_ELECT_LTG_F1_38 | Yes | Yes | 2'X2' LED LOW-PROFILE RECESSED DIRECT/INDIRECT LUMINAIRE WITH BASKET DIFFUSER (IN OFFICES) | S2X2BL-39-40-U-WH3 |  | Electrical | Lighting | Indy Lights | University of San Diego | Manchester Hall | Career Development Ctr | 1 | 112 |  | 5-year
MACH_ELECT_LTG_F1_39 | Yes | Yes | 2'X2' LED LOW-PROFILE RECESSED DIRECT/INDIRECT LUMINAIRE WITH BASKET DIFFUSER (IN OFFICES) | S2X2BL-39-40-U-WH3 |  | Electrical | Lighting | Indy Lights | University of San Diego | Manchester Hall | Career Development Ctr | 1 | 109B |  | 5-year
MACH_ELECT_LTG_F1_40 | Yes | Yes | 2'X2' LED LOW-PROFILE RECESSED DIRECT/INDIRECT LUMINAIRE WITH BASKET DIFFUSER (IN OFFICES) | S2X2BL-39-40-U-WH3 |  | Electrical | Lighting | Indy Lights | University of San Diego | Manchester Hall | Career Development Ctr | 1 | 109B |  | 5-year
MACH_ELECT_LTG_F1_41 | Yes | Yes | 2'X2' LED LOW-PROFILE RECESSED DIRECT/INDIRECT LUMINAIRE WITH BASKET DIFFUSER (IN OFFICES) | S2X2BL-39-40-U-WH3 |  | Electrical | Lighting | Indy Lights | University of San Diego | Manchester Hall | Career Development Ctr | 1 | 109 |  | 5-year
MACH_ELECT_LTG_F1_42 | Yes | Yes | 2'X2' LED LOW-PROFILE RECESSED DIRECT/INDIRECT LUMINAIRE WITH BASKET DIFFUSER (IN OFFICES) | S2X2BL-39-40-U-WH3 |  | Electrical | Lighting | Indy Lights | University of San Diego | Manchester Hall | Career Development Ctr | 1 | 109B |  | 5-year
MACH_ELECT_LTG_F1_43 | Yes | Yes | 2'X2' LED LOW-PROFILE RECESSED DIRECT/INDIRECT LUMINAIRE WITH BASKET DIFFUSER (IN OFFICES) | S2X2BL-39-40-U-WH3 |  | Electrical | Lighting | Indy Lights | University of San Diego | Manchester Hall | Career Development Ctr | 1 | 109A |  | 5-year
MACH_ELECT_LTG_F1_44 | Yes | Yes | 2'X2' LED LOW-PROFILE RECESSED DIRECT/INDIRECT LUMINAIRE WITH BASKET DIFFUSER (IN OFFICES) | S2X2BL-39-40-U-WH3 |  | Electrical | Lighting | Indy Lights | University of San Diego | Manchester Hall | Career Development Ctr | 1 | 109A |  | 5-year
MACH_ELECT_LTG_F1_45 | Yes | Yes | 2'X2' LED LOW-PROFILE RECESSED DIRECT/INDIRECT LUMINAIRE WITH BASKET DIFFUSER (IN OFFICES) | S2X2BL-39-40-U-WH3 |  | Electrical | Lighting | Indy Lights | University of San Diego | Manchester Hall | Career Development Ctr | 1 | 111 |  | 5-year
MACH_ELECT_LTG_F1_46 | Yes | Yes | 2'X2' LED LOW-PROFILE RECESSED DIRECT/INDIRECT LUMINAIRE WITH BASKET DIFFUSER (IN OFFICES) | S2X2BL-39-40-U-WH3 |  | Electrical | Lighting | Indy Lights | University of San Diego | Manchester Hall | Career Development Ctr | 1 | 111 |  | 5-year
MACH_ELECT_LTG_F1_47 | Yes | Yes | 2'X2' LED LOW-PROFILE RECESSED DIRECT/INDIRECT LUMINAIRE WITH BASKET DIFFUSER (IN OFFICES) | S2X2BL-39-40-U-WH3 |  | Electrical | Lighting | Indy Lights | University of San Diego | Manchester Hall | Career Development Ctr | 1 | 101C |  | 5-year
MACH_ELECT_LTG_F1_48 | Yes | Yes | 2'X2' LED LOW-PROFILE RECESSED DIRECT/INDIRECT LUMINAIRE WITH BASKET DIFFUSER (IN OFFICES) | S2X2BL-39-40-U-WH3 |  | Electrical | Lighting | Indy Lights | University of San Diego | Manchester Hall | Career Development Ctr | 1 | 101C |  | 5-year
MACH_ELECT_LTG_F1_49 | Yes | Yes | 2'X2' LED LOW-PROFILE RECESSED DIRECT/INDIRECT LUMINAIRE WITH BASKET DIFFUSER (IN OFFICES) | S2X2BL-39-40-U-WH3 |  | Electrical | Lighting | Indy Lights | University of San Diego | Manchester Hall | Career Development Ctr | 1 | 101C |  | 5-year
MACH_ELECT_LTG_F1_50 | Yes | Yes | 2'X2' LED LOW-PROFILE RECESSED DIRECT/INDIRECT LUMINAIRE WITH BASKET DIFFUSER (IN OFFICES) | S2X2BL-39-40-U-WH3 |  | Electrical | Lighting | Indy Lights | University of San Diego | Manchester Hall | Undergraduate admission | 2 | 201D |  | 5-year
MACH_ELECT_LTG_F1_51 | Yes | Yes | 2'X2' LED LOW-PROFILE RECESSED DIRECT/INDIRECT LUMINAIRE WITH BASKET DIFFUSER (IN OFFICES) | S2X2BL-39-40-U-WH3 |  | Electrical | Lighting | Indy Lights | University of San Diego | Manchester Hall | Undergraduate admission | 2 | 201D |  | 5-year
MACH_ELECT_LTG_F1_52 | Yes | Yes | 2'X2' LED LOW-PROFILE RECESSED DIRECT/INDIRECT LUMINAIRE WITH BASKET DIFFUSER (IN OFFICES) | S2X2BL-39-40-U-WH3 |  | Electrical | Lighting | Indy Lights | University of San Diego | Manchester Hall | Undergraduate admission | 2 | 201D |  | 5-year
MACH_ELECT_LTG_F1_53 | Yes | Yes | 2'X2' LED LOW-PROFILE RECESSED DIRECT/INDIRECT LUMINAIRE WITH BASKET DIFFUSER (IN OFFICES) | S2X2BL-39-40-U-WH3 |  | Electrical | Lighting | Indy Lights | University of San Diego | Manchester Hall | Undergraduate admission | 2 | 201C |  | 5-year
MACH_ELECT_LTG_F1_54 | Yes | Yes | 2'X2' LED LOW-PROFILE RECESSED DIRECT/INDIRECT LUMINAIRE WITH BASKET DIFFUSER (IN OFFICES) | S2X2BL-39-40-U-WH3 |  | Electrical | Lighting | Indy Lights | University of San Diego | Manchester Hall | Undergraduate admission | 2 | 201C |  | 5-year
MACH_ELECT_LTG_F1_55 | Yes | Yes | 2'X2' LED LOW-PROFILE RECESSED DIRECT/INDIRECT LUMINAIRE WITH BASKET DIFFUSER (IN OFFICES) | S2X2BL-39-40-U-WH3 |  | Electrical | Lighting | Indy Lights | University of San Diego | Manchester Hall | Undergraduate admission | 2 | 201B |  | 5-year
MACH_ELECT_LTG_F1_56 | Yes | Yes | 2'X2' LED LOW-PROFILE RECESSED DIRECT/INDIRECT LUMINAIRE WITH BASKET DIFFUSER (IN OFFICES) | S2X2BL-39-40-U-WH3 |  | Electrical | Lighting | Indy Lights | University of San Diego | Manchester Hall | Undergraduate admission | 2 | 201E |  | 5-year
MACH_ELECT_LTG_F1_57 | Yes | Yes | 2'X2' LED LOW-PROFILE RECESSED DIRECT/INDIRECT LUMINAIRE WITH BASKET DIFFUSER (IN OFFICES) | S2X2BL-39-40-U-WH3 |  | Electrical | Lighting | Indy Lights | University of San Diego | Manchester Hall | Undergraduate admission | 2 | 201B |  | 5-year
MACH_ELECT_LTG_F1_58 | Yes | Yes | 2'X2' LED LOW-PROFILE RECESSED DIRECT/INDIRECT LUMINAIRE WITH BASKET DIFFUSER (IN OFFICES) | S2X2BL-39-40-U-WH3 |  | Electrical | Lighting | Indy Lights | University of San Diego | Manchester Hall | Undergraduate admission | 2 | 201A |  | 5-year
MACH_ELECT_LTG_F1_59 | Yes | Yes | 2'X2' LED LOW-PROFILE RECESSED DIRECT/INDIRECT LUMINAIRE WITH BASKET DIFFUSER (IN OFFICES) | S2X2BL-39-40-U-WH3 |  | Electrical | Lighting | Indy Lights | University of San Diego | Manchester Hall | Undergraduate admission | 2 | 201A |  | 5-year
MACH_ELECT_LTG_F1_60 | Yes | Yes | 2'X2' LED LOW-PROFILE RECESSED DIRECT/INDIRECT LUMINAIRE WITH BASKET DIFFUSER (IN OFFICES) | S2X2BL-39-40-U-WH3 |  | Electrical | Lighting | Indy Lights | University of San Diego | Manchester Hall | Undergraduate admission | 2 | 201 |  | 5-year
MACH_ELECT_LTG_F1_61 | Yes | Yes | 2'X2' LED LOW-PROFILE RECESSED DIRECT/INDIRECT LUMINAIRE WITH BASKET DIFFUSER (IN OFFICES) | S2X2BL-39-40-U-WH3 |  | Electrical | Lighting | Indy Lights | University of San Diego | Manchester Hall | Undergraduate admission | 2 | 201 |  | 5-year
MACH_ELECT_LTG_F1_62 | Yes | Yes | 2'X2' LED LOW-PROFILE RECESSED DIRECT/INDIRECT LUMINAIRE WITH BASKET DIFFUSER (IN OFFICES) | S2X2BL-39-40-U-WH3 |  | Electrical | Lighting | Indy Lights | University of San Diego | Manchester Hall | Undergraduate admission | 2 | 201 |  | 5-year
MACH_ELECT_LTG_F1_63 | Yes | Yes | 2'X2' LED LOW-PROFILE RECESSED DIRECT/INDIRECT LUMINAIRE WITH BASKET DIFFUSER (IN OFFICES) | S2X2BL-39-40-U-WH3 |  | Electrical | Lighting | Indy Lights | University of San Diego | Manchester Hall | Undergraduate admission | 2 | 201 |  | 5-year
MACH_ELECT_LTG_F1_64 | Yes | Yes | 2'X2' LED LOW-PROFILE RECESSED DIRECT/INDIRECT LUMINAIRE WITH BASKET DIFFUSER (IN OFFICES) | S2X2BL-39-40-U-WH3 |  | Electrical | Lighting | Indy Lights | University of San Diego | Manchester Hall | Undergraduate admission | 2 | 201E |  | 5-year
MACH_ELECT_LTG_F1_65 | Yes | Yes | 2'X2' LED LOW-PROFILE RECESSED DIRECT/INDIRECT LUMINAIRE WITH BASKET DIFFUSER (IN OFFICES) | S2X2BL-39-40-U-WH3 |  | Electrical | Lighting | Indy Lights | University of San Diego | Manchester Hall | Undergraduate admission | 2 | 201F |  | 5-year
MACH_ELECT_LTG_F1_66 | Yes | Yes | 2'X2' LED LOW-PROFILE RECESSED DIRECT/INDIRECT LUMINAIRE WITH BASKET DIFFUSER (IN OFFICES) | S2X2BL-39-40-U-WH3 |  | Electrical | Lighting | Indy Lights | University of San Diego | Manchester Hall | Undergraduate admission | 2 | 201F |  | 5-year
MACH_ELECT_LTG_F1_67 | Yes | Yes | 2'X2' LED LOW-PROFILE RECESSED DIRECT/INDIRECT LUMINAIRE WITH BASKET DIFFUSER (IN OFFICES) | S2X2BL-39-40-U-WH3 |  | Electrical | Lighting | Indy Lights | University of San Diego | Manchester Hall | Undergraduate admission | 2 | 201F |  | 5-year
MACH_ELECT_LTG_F1_68 | Yes | Yes | 2'X2' LED LOW-PROFILE RECESSED DIRECT/INDIRECT LUMINAIRE WITH BASKET DIFFUSER (IN OFFICES) | S2X2BL-39-40-U-WH3 |  | Electrical | Lighting | Indy Lights | University of San Diego | Manchester Hall | Undergraduate admission | 2 | 201F |  | 5-year
MACH_ELECT_LTG_F1_69 | Yes | Yes | 2'X2' LED LOW-PROFILE RECESSED DIRECT/INDIRECT LUMINAIRE WITH BASKET DIFFUSER (IN OFFICES) | S2X2BL-39-40-U-WH3 |  | Electrical | Lighting | Indy Lights | University of San Diego | Manchester Hall | Career Development Ctr | 2 | 202A |  | 5-year
MACH_ELECT_LTG_F1_70 | Yes | Yes | 2'X2' LED LOW-PROFILE RECESSED DIRECT/INDIRECT LUMINAIRE WITH BASKET DIFFUSER (IN OFFICES) | S2X2BL-39-40-U-WH3 |  | Electrical | Lighting | Indy Lights | University of San Diego | Manchester Hall | Career Development Ctr | 2 | 202A |  | 5-year
MACH_ELECT_LTG_F1_71 | Yes | Yes | 2'X2' LED LOW-PROFILE RECESSED DIRECT/INDIRECT LUMINAIRE WITH BASKET DIFFUSER (IN OFFICES) | S2X2BL-39-40-U-WH3 |  | Electrical | Lighting | Indy Lights | University of San Diego | Manchester Hall | Career Development Ctr | 2 | 202 |  | 5-year
MACH_ELECT_LTG_F1_72 | Yes | Yes | 2'X2' LED LOW-PROFILE RECESSED DIRECT/INDIRECT LUMINAIRE WITH BASKET DIFFUSER (IN OFFICES) | S2X2BL-39-40-U-WH3 |  | Electrical | Lighting | Indy Lights | University of San Diego | Manchester Hall | Career Development Ctr | 2 | 202 |  | 5-year
MACH_ELECT_LTG_F1_73 | Yes | Yes | 2'X2' LED LOW-PROFILE RECESSED DIRECT/INDIRECT LUMINAIRE WITH BASKET DIFFUSER (IN OFFICES) | S2X2BL-39-40-U-WH3 |  | Electrical | Lighting | Indy Lights | University of San Diego | Manchester Hall | Career Development Ctr | 2 | 202 |  | 5-year
MACH_ELECT_LTG_F1_74 | Yes | Yes | 2'X2' LED LOW-PROFILE RECESSED DIRECT/INDIRECT LUMINAIRE WITH BASKET DIFFUSER (IN OFFICES) | S2X2BL-39-40-U-WH3 |  | Electrical | Lighting | Indy Lights | University of San Diego | Manchester Hall | Career Development Ctr | 2 | 202 |  | 5-year
MACH_ELECT_LTG_F1_75 | Yes | Yes | 2'X2' LED LOW-PROFILE RECESSED DIRECT/INDIRECT LUMINAIRE WITH BASKET DIFFUSER (IN OFFICES) | S2X2BL-39-40-U-WH3 |  | Electrical | Lighting | Indy Lights | University of San Diego | Manchester Hall | Career Development Ctr | 2 | 202B |  | 5-year
MACH_ELECT_LTG_F1_76 | Yes | Yes | 2'X2' LED LOW-PROFILE RECESSED DIRECT/INDIRECT LUMINAIRE WITH BASKET DIFFUSER (IN OFFICES) | S2X2BL-39-40-U-WH3 |  | Electrical | Lighting | Indy Lights | University of San Diego | Manchester Hall | Career Development Ctr | 2 | 202B |  | 5-year
MACH_ELECT_LTG_F1_77 | Yes | Yes | 2'X2' LED LOW-PROFILE RECESSED DIRECT/INDIRECT LUMINAIRE WITH BASKET DIFFUSER (IN OFFICES) | S2X2BL-39-40-U-WH3 |  | Electrical | Lighting | Indy Lights | University of San Diego | Manchester Hall | Career Development Ctr | 2 | 202C |  | 5-year
MACH_ELECT_LTG_F1_78 | Yes | Yes | 2'X2' LED LOW-PROFILE RECESSED DIRECT/INDIRECT LUMINAIRE WITH BASKET DIFFUSER (IN OFFICES) | S2X2BL-39-40-U-WH3 |  | Electrical | Lighting | Indy Lights | University of San Diego | Manchester Hall | Career Development Ctr | 2 | 202C |  | 5-year
MACH_ELECT_LTG_F1_79 | Yes | Yes | 2'X2' LED LOW-PROFILE RECESSED DIRECT/INDIRECT LUMINAIRE WITH BASKET DIFFUSER (IN OFFICES) | S2X2BL-39-40-U-WH3 |  | Electrical | Lighting | Indy Lights | University of San Diego | Manchester Hall | Career Development Ctr | 2 | 202 |  | 5-year
MACH_ELECT_LTG_F1_80 | Yes | Yes | 2'X2' LED LOW-PROFILE RECESSED DIRECT/INDIRECT LUMINAIRE WITH BASKET DIFFUSER (IN OFFICES) | S2X2BL-39-40-U-WH3 |  | Electrical | Lighting | Indy Lights | University of San Diego | Manchester Hall | Career Development Ctr | 2 | 202E |  | 5-year
MACH_ELECT_LTG_F1_81 | Yes | Yes | 2'X2' LED LOW-PROFILE RECESSED DIRECT/INDIRECT LUMINAIRE WITH BASKET DIFFUSER (IN OFFICES) | S2X2BL-39-40-U-WH3 |  | Electrical | Lighting | Indy Lights | University of San Diego | Manchester Hall | Career Development Ctr | 2 | 202E |  | 5-year
MACH_ELECT_LTG_F1_82 | Yes | Yes | 2'X2' LED LOW-PROFILE RECESSED DIRECT/INDIRECT LUMINAIRE WITH BASKET DIFFUSER (IN OFFICES) | S2X2BL-39-40-U-WH3 |  | Electrical | Lighting | Indy Lights | University of San Diego | Manchester Hall | Career Development Ctr | 2 | 202D |  | 5-year
MACH_ELECT_LTG_F1_83 | Yes | Yes | 2'X2' LED LOW-PROFILE RECESSED DIRECT/INDIRECT LUMINAIRE WITH BASKET DIFFUSER (IN OFFICES) | S2X2BL-39-40-U-WH3 |  | Electrical | Lighting | Indy Lights | University of San Diego | Manchester Hall | Career Development Ctr | 2 | 202D |  | 5-year
MACH_ELECT_LTG_F1_84 | Yes | Yes | 2'X2' LED LOW-PROFILE RECESSED DIRECT/INDIRECT LUMINAIRE WITH BASKET DIFFUSER (IN OFFICES) | S2X2BL-39-40-U-WH3 |  | Electrical | Lighting | Indy Lights | University of San Diego | Manchester Hall | Undergraduate admission | 2 | 208A |  | 5-year
MACH_ELECT_LTG_F1_85 | Yes | Yes | 2'X2' LED LOW-PROFILE RECESSED DIRECT/INDIRECT LUMINAIRE WITH BASKET DIFFUSER (IN OFFICES) | S2X2BL-39-40-U-WH3 |  | Electrical | Lighting | Indy Lights | University of San Diego | Manchester Hall | Undergraduate admission | 2 | 208A |  | 5-year
MACH_ELECT_LTG_F1_86 | Yes | Yes | 2'X2' LED LOW-PROFILE RECESSED DIRECT/INDIRECT LUMINAIRE WITH BASKET DIFFUSER (IN OFFICES) | S2X2BL-39-40-U-WH3 |  | Electrical | Lighting | Indy Lights | University of San Diego | Manchester Hall | Undergraduate admission | 2 | 208 |  | 5-year
MACH_ELECT_LTG_F1_87 | Yes | Yes | 2'X2' LED LOW-PROFILE RECESSED DIRECT/INDIRECT LUMINAIRE WITH BASKET DIFFUSER (IN OFFICES) | S2X2BL-39-40-U-WH3 |  | Electrical | Lighting | Indy Lights | University of San Diego | Manchester Hall | Undergraduate admission | 2 | 208 |  | 5-year
MACH_ELECT_LTG_F1_88 | Yes | Yes | 2'X2' LED LOW-PROFILE RECESSED DIRECT/INDIRECT LUMINAIRE WITH BASKET DIFFUSER (IN OFFICES) | S2X2BL-39-40-U-WH3 |  | Electrical | Lighting | Indy Lights | University of San Diego | Manchester Hall | Undergraduate admission | 2 | 208 |  | 5-year
MACH_ELECT_LTG_F1_89 | Yes | Yes | 2'X2' LED LOW-PROFILE RECESSED DIRECT/INDIRECT LUMINAIRE WITH BASKET DIFFUSER (IN OFFICES) | S2X2BL-39-40-U-WH3 |  | Electrical | Lighting | Indy Lights | University of San Diego | Manchester Hall | Undergraduate admission | 2 | 210 |  | 5-year
MACH_ELECT_LTG_F1_90 | Yes | Yes | 2'X2' LED LOW-PROFILE RECESSED DIRECT/INDIRECT LUMINAIRE WITH BASKET DIFFUSER (IN OFFICES) | S2X2BL-39-40-U-WH3 |  | Electrical | Lighting | Indy Lights | University of San Diego | Manchester Hall | Undergraduate admission | 2 | 210 |  | 5-year
MACH_ELECT_LTG_F1_91 | Yes | Yes | 2'X2' LED LOW-PROFILE RECESSED DIRECT/INDIRECT LUMINAIRE WITH BASKET DIFFUSER (IN OFFICES) | S2X2BL-39-40-U-WH3 |  | Electrical | Lighting | Indy Lights | University of San Diego | Manchester Hall | Career Development Ctr | 2 | 203 |  | 5-year
MACH_ELECT_LTG_F1_92 | Yes | Yes | 2'X2' LED LOW-PROFILE RECESSED DIRECT/INDIRECT LUMINAIRE WITH BASKET DIFFUSER (IN OFFICES) | S2X2BL-39-40-U-WH3 |  | Electrical | Lighting | Indy Lights | University of San Diego | Manchester Hall | Career Development Ctr | 2 | 203 |  | 5-year
MACH_ELECT_LTG_F1_93 | Yes | Yes | 2'X2' LED LOW-PROFILE RECESSED DIRECT/INDIRECT LUMINAIRE WITH BASKET DIFFUSER (IN OFFICES) | S2X2BL-39-40-U-WH3 |  | Electrical | Lighting | Indy Lights | University of San Diego | Manchester Hall | Undergraduate admission | 2 | 210 |  | 5-year
MACH_ELECT_LTG_F1_94 | Yes | Yes | 2'X2' LED LOW-PROFILE RECESSED DIRECT/INDIRECT LUMINAIRE WITH BASKET DIFFUSER (IN OFFICES) | S2X2BL-39-40-U-WH3 |  | Electrical | Lighting | Indy Lights | University of San Diego | Manchester Hall | Undergraduate admission | 2 | 210 |  | 5-year
MACH_ELECT_LTG_F1_95 | Yes | Yes | 2'X2' LED LOW-PROFILE RECESSED DIRECT/INDIRECT LUMINAIRE WITH BASKET DIFFUSER (IN OFFICES) | S2X2BL-39-40-U-WH3 |  | Electrical | Lighting | Indy Lights | University of San Diego | Manchester Hall | Undergraduate admission | 2 | 210 |  | 5-year
MACH_ELECT_LTG_F1_96 | Yes | Yes | 2'X2' LED LOW-PROFILE RECESSED DIRECT/INDIRECT LUMINAIRE WITH BASKET DIFFUSER (IN OFFICES) | S2X2BL-39-40-U-WH3 |  | Electrical | Lighting | Indy Lights | University of San Diego | Manchester Hall | Career Development Ctr | 2 | 203 |  | 5-year
MACH_ELECT_LTG_F1_97 | Yes | Yes | 2'X2' LED LOW-PROFILE RECESSED DIRECT/INDIRECT LUMINAIRE WITH BASKET DIFFUSER (IN OFFICES) | S2X2BL-39-40-U-WH3 |  | Electrical | Lighting | Indy Lights | University of San Diego | Manchester Hall | Career Development Ctr | 2 | 208E |  | 5-year
MACH_ELECT_LTG_F1_98 | Yes | Yes | 2'X2' LED LOW-PROFILE RECESSED DIRECT/INDIRECT LUMINAIRE WITH BASKET DIFFUSER (IN OFFICES) | S2X2BL-39-40-U-WH3 |  | Electrical | Lighting | Indy Lights | University of San Diego | Manchester Hall | Career Development Ctr | 2 | 208E |  | 5-year
MACH_ELECT_LTG_F1_99 | Yes | Yes | 2'X2' LED LOW-PROFILE RECESSED DIRECT/INDIRECT LUMINAIRE WITH BASKET DIFFUSER (IN OFFICES) | S2X2BL-39-40-U-WH3 |  | Electrical | Lighting | Indy Lights | University of San Diego | Manchester Hall | Undergraduate admission | 2 | 208 |  | 5-year
MACH_ELECT_LTG_F1_100 | Yes | Yes | 2'X2' LED LOW-PROFILE RECESSED DIRECT/INDIRECT LUMINAIRE WITH BASKET DIFFUSER (IN OFFICES) | S2X2BL-39-40-U-WH3 |  | Electrical | Lighting | Indy Lights | University of San Diego | Manchester Hall | Undergraduate admission | 2 | 208 |  | 5-year
MACH_ELECT_LTG_F1_101 | Yes | Yes | 2'X2' LED LOW-PROFILE RECESSED DIRECT/INDIRECT LUMINAIRE WITH BASKET DIFFUSER (IN OFFICES) | S2X2BL-39-40-U-WH3 |  | Electrical | Lighting | Indy Lights | University of San Diego | Manchester Hall | Undergraduate admission | 2 | 208 |  | 5-year
MACH_ELECT_LTG_F1_102 | Yes | Yes | 2'X2' LED LOW-PROFILE RECESSED DIRECT/INDIRECT LUMINAIRE WITH BASKET DIFFUSER (IN OFFICES) | S2X2BL-39-40-U-WH3 |  | Electrical | Lighting | Indy Lights | University of San Diego | Manchester Hall | Undergraduate admission | 2 | 208 |  | 5-year
MACH_ELECT_LTG_F1_103 | Yes | Yes | 2'X2' LED LOW-PROFILE RECESSED DIRECT/INDIRECT LUMINAIRE WITH BASKET DIFFUSER (IN OFFICES) | S2X2BL-39-40-U-WH3 |  | Electrical | Lighting | Indy Lights | University of San Diego | Manchester Hall | Undergraduate admission | 2 | 208 |  | 5-year
MACH_ELECT_LTG_F1_104 | Yes | Yes | 2'X2' LED LOW-PROFILE RECESSED DIRECT/INDIRECT LUMINAIRE WITH BASKET DIFFUSER (IN OFFICES) | S2X2BL-39-40-U-WH3 |  | Electrical | Lighting | Indy Lights | University of San Diego | Manchester Hall | Undergraduate admission | 2 | 208 |  | 5-year
MACH_ELECT_LTG_F1_105 | Yes | Yes | 2'X2' LED LOW-PROFILE RECESSED DIRECT/INDIRECT LUMINAIRE WITH BASKET DIFFUSER (IN OFFICES) | S2X2BL-39-40-U-WH3 |  | Electrical | Lighting | Indy Lights | University of San Diego | Manchester Hall | Undergraduate admission | 2 | 208 |  | 5-year
MACH_ELECT_LTG_F1_106 | Yes | Yes | 2'X2' LED LOW-PROFILE RECESSED DIRECT/INDIRECT LUMINAIRE WITH BASKET DIFFUSER (IN OFFICES) | S2X2BL-39-40-U-WH3 |  | Electrical | Lighting | Indy Lights | University of San Diego | Manchester Hall | Undergraduate admission | 2 | 208 |  | 5-year
MACH_ELECT_LTG_F1_107 | Yes | Yes | 2'X2' LED LOW-PROFILE RECESSED DIRECT/INDIRECT LUMINAIRE WITH BASKET DIFFUSER (IN OFFICES) | S2X2BL-39-40-U-WH3 |  | Electrical | Lighting | Indy Lights | University of San Diego | Manchester Hall | Undergraduate admission | 2 | 208 |  | 5-year
MACH_ELECT_LTG_F1_108 | Yes | Yes | 2'X2' LED LOW-PROFILE RECESSED DIRECT/INDIRECT LUMINAIRE WITH BASKET DIFFUSER (IN OFFICES) | S2X2BL-39-40-U-WH3 |  | Electrical | Lighting | Indy Lights | University of San Diego | Manchester Hall | Undergraduate admission | 2 | 208 |  | 5-year
MACH_ELECT_LTG_F1_109 | Yes | Yes | 2'X2' LED LOW-PROFILE RECESSED DIRECT/INDIRECT LUMINAIRE WITH BASKET DIFFUSER (IN OFFICES) | S2X2BL-39-40-U-WH3 |  | Electrical | Lighting | Indy Lights | University of San Diego | Manchester Hall | Undergraduate admission | 2 | 208 |  | 5-year
MACH_ELECT_LTG_F1_110 | Yes | Yes | 2'X2' LED LOW-PROFILE RECESSED DIRECT/INDIRECT LUMINAIRE WITH BASKET DIFFUSER (IN OFFICES) | S2X2BL-39-40-U-WH3 |  | Electrical | Lighting | Indy Lights | University of San Diego | Manchester Hall | Undergraduate admission | 2 | 208 |  | 5-year
MACH_ELECT_LTG_F1_111 | Yes | Yes | 2'X2' LED LOW-PROFILE RECESSED DIRECT/INDIRECT LUMINAIRE WITH BASKET DIFFUSER (IN OFFICES) | S2X2BL-39-40-U-WH3 |  | Electrical | Lighting | Indy Lights | University of San Diego | Manchester Hall | Undergraduate admission | 2 | 208 |  | 5-year
MACH_ELECT_LTG_F1_112 | Yes | Yes | 2'X2' LED LOW-PROFILE RECESSED DIRECT/INDIRECT LUMINAIRE WITH BASKET DIFFUSER (IN OFFICES) | S2X2BL-39-40-U-WH3 |  | Electrical | Lighting | Indy Lights | University of San Diego | Manchester Hall | Undergraduate admission | 2 | 208D |  | 5-year
MACH_ELECT_LTG_F1_113 | Yes | Yes | 2'X2' LED LOW-PROFILE RECESSED DIRECT/INDIRECT LUMINAIRE WITH BASKET DIFFUSER (IN OFFICES) | S2X2BL-39-40-U-WH3 |  | Electrical | Lighting | Indy Lights | University of San Diego | Manchester Hall | Undergraduate admission | 2 | 208D |  | 5-year
MACH_ELECT_LTG_F1_114 | Yes | Yes | 2'X2' LED LOW-PROFILE RECESSED DIRECT/INDIRECT LUMINAIRE WITH BASKET DIFFUSER (IN OFFICES) | S2X2BL-39-40-U-WH3 |  | Electrical | Lighting | Indy Lights | University of San Diego | Manchester Hall | Undergraduate admission | 2 | 208 |  | 5-year
MACH_ELECT_LTG_F1_115 | Yes | Yes | 2'X2' LED LOW-PROFILE RECESSED DIRECT/INDIRECT LUMINAIRE WITH BASKET DIFFUSER (IN OFFICES) | S2X2BL-39-40-U-WH3 |  | Electrical | Lighting | Indy Lights | University of San Diego | Manchester Hall | Undergraduate admission | 2 | 208 |  | 5-year
MACH_ELECT_LTG_F1_116 | Yes | Yes | 2'X2' LED LOW-PROFILE RECESSED DIRECT/INDIRECT LUMINAIRE WITH BASKET DIFFUSER (IN OFFICES) | S2X2BL-39-40-U-WH3 |  | Electrical | Lighting | Indy Lights | University of San Diego | Manchester Hall | Undergraduate admission | 2 | 208 |  | 5-year
MACH_ELECT_LTG_F1_117 | Yes | Yes | 2'X2' LED LOW-PROFILE RECESSED DIRECT/INDIRECT LUMINAIRE WITH BASKET DIFFUSER (IN OFFICES) | S2X2BL-39-40-U-WH3 |  | Electrical | Lighting | Indy Lights | University of San Diego | Manchester Hall | Undergraduate admission | 2 | 208 |  | 5-year
MACH_ELECT_LTG_F1_118 | Yes | Yes | 2'X2' LED LOW-PROFILE RECESSED DIRECT/INDIRECT LUMINAIRE WITH BASKET DIFFUSER (IN OFFICES) | S2X2BL-39-40-U-WH3 |  | Electrical | Lighting | Indy Lights | University of San Diego | Manchester Hall | Undergraduate admission | 2 | 208 |  | 5-year
MACH_ELECT_LTG_F1_119 | Yes | Yes | 2'X2' LED LOW-PROFILE RECESSED DIRECT/INDIRECT LUMINAIRE WITH BASKET DIFFUSER (IN OFFICES) | S2X2BL-39-40-U-WH3 |  | Electrical | Lighting | Indy Lights | University of San Diego | Manchester Hall | Undergraduate admission | 2 | 208 |  | 5-year
MACH_ELECT_LTG_F1_120 | Yes | Yes | 2'X2' LED LOW-PROFILE RECESSED DIRECT/INDIRECT LUMINAIRE WITH BASKET DIFFUSER (IN OFFICES) | S2X2BL-39-40-U-WH3 |  | Electrical | Lighting | Indy Lights | University of San Diego | Manchester Hall | Undergraduate admission | 2 | 208 |  | 5-year
MACH_ELECT_LTG_F1_121 | Yes | Yes | 2'X2' LED LOW-PROFILE RECESSED DIRECT/INDIRECT LUMINAIRE WITH BASKET DIFFUSER (IN OFFICES) | S2X2BL-39-40-U-WH3 |  | Electrical | Lighting | Indy Lights | University of San Diego | Manchester Hall | Undergraduate admission | 2 | 208 |  | 5-year
MACH_ELECT_LTG_F1_122 | Yes | Yes | 2'X2' LED LOW-PROFILE RECESSED DIRECT/INDIRECT LUMINAIRE WITH BASKET DIFFUSER (IN OFFICES) | S2X2BL-39-40-U-WH3 |  | Electrical | Lighting | Indy Lights | University of San Diego | Manchester Hall | Undergraduate admission | 2 | 208 |  | 5-year
MACH_ELECT_LTG_F1_123 | Yes | Yes | 2'X2' LED LOW-PROFILE RECESSED DIRECT/INDIRECT LUMINAIRE WITH BASKET DIFFUSER (IN OFFICES) | S2X2BL-39-40-U-WH3 |  | Electrical | Lighting | Indy Lights | University of San Diego | Manchester Hall | Undergraduate admission | 2 | 208 |  | 5-year
MACH_ELECT_LTG_F1_124 | Yes | Yes | 2'X2' LED LOW-PROFILE RECESSED DIRECT/INDIRECT LUMINAIRE WITH BASKET DIFFUSER (IN OFFICES) | S2X2BL-39-40-U-WH3 |  | Electrical | Lighting | Indy Lights | University of San Diego | Manchester Hall | Undergraduate admission | 2 | 208 |  | 5-year
MACH_ELECT_LTG_F1_125 | Yes | Yes | 2'X2' LED LOW-PROFILE RECESSED DIRECT/INDIRECT LUMINAIRE WITH BASKET DIFFUSER (IN OFFICES) | S2X2BL-39-40-U-WH3 |  | Electrical | Lighting | Indy Lights | University of San Diego | Manchester Hall | Undergraduate admission | 2 | 208 |  | 5-year
MACH_ELECT_LTG_F1_126 | Yes | Yes | 2'X2' LED LOW-PROFILE RECESSED DIRECT/INDIRECT LUMINAIRE WITH BASKET DIFFUSER (IN OFFICES) | S2X2BL-39-40-U-WH3 |  | Electrical | Lighting | Indy Lights | University of San Diego | Manchester Hall | Undergraduate admission | 2 | 208 |  | 5-year
MACH_ELECT_LTG_F1_127 | Yes | Yes | 2'X2' LED LOW-PROFILE RECESSED DIRECT/INDIRECT LUMINAIRE WITH BASKET DIFFUSER (IN OFFICES) | S2X2BL-39-40-U-WH3 |  | Electrical | Lighting | Indy Lights | University of San Diego | Manchester Hall | Undergraduate admission | 2 | 208 |  | 5-year
MACH_ELECT_LTG_F1_128 | Yes | Yes | 2'X2' LED LOW-PROFILE RECESSED DIRECT/INDIRECT LUMINAIRE WITH BASKET DIFFUSER (IN OFFICES) | S2X2BL-39-40-U-WH3 |  | Electrical | Lighting | Indy Lights | University of San Diego | Manchester Hall | Undergraduate admission | 2 | 208 |  | 5-year
MACH_ELECT_LTG_F1_129 | Yes | Yes | 2'X2' LED LOW-PROFILE RECESSED DIRECT/INDIRECT LUMINAIRE WITH BASKET DIFFUSER (IN OFFICES) | S2X2BL-39-40-U-WH3 |  | Electrical | Lighting | Indy Lights | University of San Diego | Manchester Hall | Undergraduate admission | 2 | 208 |  | 5-year
MACH_ELECT_LTG_F1_130 | Yes | Yes | 2'X2' LED LOW-PROFILE RECESSED DIRECT/INDIRECT LUMINAIRE WITH BASKET DIFFUSER (IN OFFICES) | S2X2BL-39-40-U-WH3 |  | Electrical | Lighting | Indy Lights | University of San Diego | Manchester Hall | Undergraduate admission | 2 | 208 |  | 5-year
MACH_ELECT_LTG_F1_131 | Yes | Yes | 2'X2' LED LOW-PROFILE RECESSED DIRECT/INDIRECT LUMINAIRE WITH BASKET DIFFUSER (IN OFFICES) | S2X2BL-39-40-U-WH3 |  | Electrical | Lighting | Indy Lights | University of San Diego | Manchester Hall | Undergraduate admission | 2 | 208B |  | 5-year
MACH_ELECT_LTG_F1_132 | Yes | Yes | 2'X2' LED LOW-PROFILE RECESSED DIRECT/INDIRECT LUMINAIRE WITH BASKET DIFFUSER (IN OFFICES) | S2X2BL-39-40-U-WH3 |  | Electrical | Lighting | Indy Lights | University of San Diego | Manchester Hall | Undergraduate admission | 2 | 208B |  | 5-year
MACH_ELECT_LTG_F1_133 | Yes | Yes | 2'X2' LED LOW-PROFILE RECESSED DIRECT/INDIRECT LUMINAIRE WITH BASKET DIFFUSER (IN OFFICES) | S2X2BL-39-40-U-WH3 |  | Electrical | Lighting | Indy Lights | University of San Diego | Manchester Hall | Undergraduate admission | 2 | 208 |  | 5-year
MACH_ELECT_LTG_F1_134 | Yes | Yes | 2'X2' LED LOW-PROFILE RECESSED DIRECT/INDIRECT LUMINAIRE WITH BASKET DIFFUSER (IN OFFICES) | S2X2BL-39-40-U-WH3 |  | Electrical | Lighting | Indy Lights | University of San Diego | Manchester Hall | Undergraduate admission | 2 | 208C |  | 5-year
MACH_ELECT_LTG_F1_135 | Yes | Yes | 2'X2' LED LOW-PROFILE RECESSED DIRECT/INDIRECT LUMINAIRE WITH BASKET DIFFUSER (IN OFFICES) | S2X2BL-39-40-U-WH3 |  | Electrical | Lighting | Indy Lights | University of San Diego | Manchester Hall | Undergraduate admission | 2 | 208C |  | 5-year
MACH_ELECT_LTG_F1_136 | Yes | Yes | 2'X2' LED LOW-PROFILE RECESSED DIRECT/INDIRECT LUMINAIRE WITH BASKET DIFFUSER (IN OFFICES) | S2X2BL-39-40-U-WH3 |  | Electrical | Lighting | Indy Lights | University of San Diego | Manchester Hall | Graduate Admission | 2 | 205E |  | 5-year
MACH_ELECT_LTG_F1_137 | Yes | Yes | 2'X2' LED LOW-PROFILE RECESSED DIRECT/INDIRECT LUMINAIRE WITH BASKET DIFFUSER (IN OFFICES) | S2X2BL-39-40-U-WH3 |  | Electrical | Lighting | Indy Lights | University of San Diego | Manchester Hall | Graduate Admission | 2 | 205E |  | 5-year
MACH_ELECT_LTG_F1_138 | Yes | Yes | 2'X2' LED LOW-PROFILE RECESSED DIRECT/INDIRECT LUMINAIRE WITH BASKET DIFFUSER (IN OFFICES) | S2X2BL-39-40-U-WH3 |  | Electrical | Lighting | Indy Lights | University of San Diego | Manchester Hall | Graduate Admission | 2 | 205E |  | 5-year
MACH_ELECT_LTG_F1_139 | Yes | Yes | 2'X2' LED LOW-PROFILE RECESSED DIRECT/INDIRECT LUMINAIRE WITH BASKET DIFFUSER (IN OFFICES) | S2X2BL-39-40-U-WH3 |  | Electrical | Lighting | Indy Lights | University of San Diego | Manchester Hall | Graduate Admission | 2 | 205E |  | 5-year
MACH_ELECT_LTG_F1_140 | Yes | Yes | 2'X2' LED LOW-PROFILE RECESSED DIRECT/INDIRECT LUMINAIRE WITH BASKET DIFFUSER (IN OFFICES) | S2X2BL-39-40-U-WH3 |  | Electrical | Lighting | Indy Lights | University of San Diego | Manchester Hall | Graduate Admission | 2 | 205E |  | 5-year
MACH_ELECT_LTG_F1_141 | Yes | Yes | 2'X2' LED LOW-PROFILE RECESSED DIRECT/INDIRECT LUMINAIRE WITH BASKET DIFFUSER (IN OFFICES) | S2X2BL-39-40-U-WH3 |  | Electrical | Lighting | Indy Lights | University of San Diego | Manchester Hall | Graduate Admission | 2 | 205E |  | 5-year
MACH_ELECT_LTG_F1_142 | Yes | Yes | 2'X2' LED LOW-PROFILE RECESSED DIRECT/INDIRECT LUMINAIRE WITH BASKET DIFFUSER (IN OFFICES) | S2X2BL-39-40-U-WH3 |  | Electrical | Lighting | Indy Lights | University of San Diego | Manchester Hall | Graduate Admission | 2 | 205E |  | 5-year
MACH_ELECT_LTG_F1_143 | Yes | Yes | 2'X2' LED LOW-PROFILE RECESSED DIRECT/INDIRECT LUMINAIRE WITH BASKET DIFFUSER (IN OFFICES) | S2X2BL-39-40-U-WH3 |  | Electrical | Lighting | Indy Lights | University of San Diego | Manchester Hall | Graduate Admission | 2 | 205E |  | 5-year
MACH_ELECT_LTG_F1_144 | Yes | Yes | 2'X2' LED LOW-PROFILE RECESSED DIRECT/INDIRECT LUMINAIRE WITH BASKET DIFFUSER (IN OFFICES) | S2X2BL-39-40-U-WH3 |  | Electrical | Lighting | Indy Lights | University of San Diego | Manchester Hall | Graduate Admission | 2 | 205C |  | 5-year
MACH_ELECT_LTG_F1_145 | Yes | Yes | 2'X2' LED LOW-PROFILE RECESSED DIRECT/INDIRECT LUMINAIRE WITH BASKET DIFFUSER (IN OFFICES) | S2X2BL-39-40-U-WH3 |  | Electrical | Lighting | Indy Lights | University of San Diego | Manchester Hall | Graduate Admission | 2 | 205C |  | 5-year
MACH_ELECT_LTG_F1_146 | Yes | Yes | 2'X2' LED LOW-PROFILE RECESSED DIRECT/INDIRECT LUMINAIRE WITH BASKET DIFFUSER (IN OFFICES) | S2X2BL-39-40-U-WH3 |  | Electrical | Lighting | Indy Lights | University of San Diego | Manchester Hall | Graduate Admission | 2 | 205B |  | 5-year
MACH_ELECT_LTG_F1_147 | Yes | Yes | 2'X2' LED LOW-PROFILE RECESSED DIRECT/INDIRECT LUMINAIRE WITH BASKET DIFFUSER (IN OFFICES) | S2X2BL-39-40-U-WH3 |  | Electrical | Lighting | Indy Lights | University of San Diego | Manchester Hall | Graduate Admission | 2 | 205B |  | 5-year
MACH_ELECT_LTG_F1_148 | Yes | Yes | 2'X2' LED LOW-PROFILE RECESSED DIRECT/INDIRECT LUMINAIRE WITH BASKET DIFFUSER (IN OFFICES) | S2X2BL-39-40-U-WH3 |  | Electrical | Lighting | Indy Lights | University of San Diego | Manchester Hall | Graduate Admission | 2 | 205A |  | 5-year
MACH_ELECT_LTG_F1_149 | Yes | Yes | 2'X2' LED LOW-PROFILE RECESSED DIRECT/INDIRECT LUMINAIRE WITH BASKET DIFFUSER (IN OFFICES) | S2X2BL-39-40-U-WH3 |  | Electrical | Lighting | Indy Lights | University of San Diego | Manchester Hall | Graduate Admission | 2 | 205A |  | 5-year
MACH_ELECT_LTG_F1_150 | Yes | Yes | 2'X2' LED LOW-PROFILE RECESSED DIRECT/INDIRECT LUMINAIRE WITH BASKET DIFFUSER (IN OFFICES) | S2X2BL-39-40-U-WH3 |  | Electrical | Lighting | Indy Lights | University of San Diego | Manchester Hall | Unassigned | 2 | 2001 |  | 5-year
MACH_ELECT_LTG_F1_151 | Yes | Yes | 2'X2' LED LOW-PROFILE RECESSED DIRECT/INDIRECT LUMINAIRE WITH BASKET DIFFUSER (IN OFFICES) | S2X2BL-39-40-U-WH3 |  | Electrical | Lighting | Indy Lights | University of San Diego | Manchester Hall | Graduate Admission | 2 | 205 |  | 5-year
MACH_ELECT_LTG_F1_152 | Yes | Yes | 2'X2' LED LOW-PROFILE RECESSED DIRECT/INDIRECT LUMINAIRE WITH BASKET DIFFUSER (IN OFFICES) | S2X2BL-39-40-U-WH3 |  | Electrical | Lighting | Indy Lights | University of San Diego | Manchester Hall | Graduate Admission | 2 | 205 |  | 5-year
MACH_ELECT_LTG_F1_153 | Yes | Yes | 2'X2' LED LOW-PROFILE RECESSED DIRECT/INDIRECT LUMINAIRE WITH BASKET DIFFUSER (IN OFFICES) | S2X2BL-39-40-U-WH3 |  | Electrical | Lighting | Indy Lights | University of San Diego | Manchester Hall | Graduate Admission | 2 | 205 |  | 5-year
MACH_ELECT_LTG_F1_154 | Yes | Yes | 2'X2' LED LOW-PROFILE RECESSED DIRECT/INDIRECT LUMINAIRE WITH BASKET DIFFUSER (IN OFFICES) | S2X2BL-39-40-U-WH3 |  | Electrical | Lighting | Indy Lights | University of San Diego | Manchester Hall | Graduate Admission | 2 | 205 |  | 5-year
MACH_ELECT_LTG_F1_155 | Yes | Yes | 2'X2' LED LOW-PROFILE RECESSED DIRECT/INDIRECT LUMINAIRE WITH BASKET DIFFUSER (IN OFFICES) | S2X2BL-39-40-U-WH3 |  | Electrical | Lighting | Indy Lights | University of San Diego | Manchester Hall | Graduate Admission | 2 | 205 |  | 5-year
MACH_ELECT_LTG_F1_156 | Yes | Yes | 2'X2' LED LOW-PROFILE RECESSED DIRECT/INDIRECT LUMINAIRE WITH BASKET DIFFUSER (IN OFFICES) | S2X2BL-39-40-U-WH3 |  | Electrical | Lighting | Indy Lights | University of San Diego | Manchester Hall | Graduate Admission | 2 | 205D |  | 5-year
MACH_ELECT_LTG_F1_157 | Yes | Yes | 2'X2' LED LOW-PROFILE RECESSED DIRECT/INDIRECT LUMINAIRE WITH BASKET DIFFUSER (IN OFFICES) | S2X2BL-39-40-U-WH3 |  | Electrical | Lighting | Indy Lights | University of San Diego | Manchester Hall | Graduate Admission | 2 | 205D |  | 5-year
MACH_ELECT_LTG_F1_158 | Yes | Yes | 2'X2' LED LOW-PROFILE RECESSED DIRECT/INDIRECT LUMINAIRE WITH BASKET DIFFUSER (IN OFFICES) | S2X2BL-39-40-U-WH3 |  | Electrical | Lighting | Indy Lights | University of San Diego | Manchester Hall | Graduate Admission | 2 | 205E |  | 5-year
MACH_ELECT_LTG_F1_159 | Yes | Yes | 2'X2' LED LOW-PROFILE RECESSED DIRECT/INDIRECT LUMINAIRE WITH BASKET DIFFUSER (IN OFFICES) | S2X2BL-39-40-U-WH3 |  | Electrical | Lighting | Indy Lights | University of San Diego | Manchester Hall | Graduate Admission | 2 | 205E |  | 5-year
MACH_ELECT_LTG_F1_160 | Yes | Yes | 2'X2' LED LOW-PROFILE RECESSED DIRECT/INDIRECT LUMINAIRE WITH BASKET DIFFUSER (IN OFFICES) | S2X2BL-39-40-U-WH3 |  | Electrical | Lighting | Indy Lights | University of San Diego | Manchester Hall | Graduate Admission | 2 | 205E |  | 5-year
MACH_ELECT_LTG_F1_161 | Yes | Yes | 2'X2' LED LOW-PROFILE RECESSED DIRECT/INDIRECT LUMINAIRE WITH BASKET DIFFUSER (IN OFFICES) | S2X2BL-39-40-U-WH3 |  | Electrical | Lighting | Indy Lights | University of San Diego | Manchester Hall | Graduate Admission | 2 | 205E |  | 5-year
MACH_ELECT_LTG_F1_162 | Yes | Yes | 2'X2' LED LOW-PROFILE RECESSED DIRECT/INDIRECT LUMINAIRE WITH BASKET DIFFUSER (IN OFFICES) | S2X2BL-39-40-U-WH3 |  | Electrical | Lighting | Indy Lights | University of San Diego | Manchester Hall | Undergraduate admission | 2 | 201B |  | 5-year
F1A
MACH_ELECT_LTG_F1A_01 | Yes | Yes | 2'X2" LED LOW-PROFILE RECESSED DIRECT/INDIRECT LUMINAIRE WITH iASKET DIFFUSER (IN COMMON AREAS AND CIRCULATION SPACES) | S2X2BL-39-40-U-WH3 |  | Electrical | Lighting | Indy Lights | University of San Diego | Manchester Hall | Career Development Ctr | 1 | 101 |  | 5 Years
MACH_ELECT_LTG_F1A_02 | Yes | Yes | 2'X2" LED LOW-PROFILE RECESSED DIRECT/INDIRECT LUMINAIRE WITH iASKET DIFFUSER (IN COMMON AREAS AND CIRCULATION SPACES) | S2X2BL-39-40-U-WH3 |  | Electrical | Lighting | Indy Lights | University of San Diego | Manchester Hall | Career Development Ctr | 1 | 101 |  | 5 Years
MACH_ELECT_LTG_F1A_03 | Yes | Yes | 2'X2" LED LOW-PROFILE RECESSED DIRECT/INDIRECT LUMINAIRE WITH iASKET DIFFUSER (IN COMMON AREAS AND CIRCULATION SPACES) | S2X2BL-39-40-U-WH3 |  | Electrical | Lighting | Indy Lights | University of San Diego | Manchester Hall | Career Development Ctr | 1 | 101 |  | 5 Years
MACH_ELECT_LTG_F1A_04 | Yes | Yes | 2'X2" LED LOW-PROFILE RECESSED DIRECT/INDIRECT LUMINAIRE WITH iASKET DIFFUSER (IN COMMON AREAS AND CIRCULATION SPACES) | S2X2BL-39-40-U-WH3 |  | Electrical | Lighting | Indy Lights | University of San Diego | Manchester Hall | Career Development Ctr | 1 | 101 |  | 5 Years
MACH_ELECT_LTG_F1A_05 | Yes | Yes | 2'X2" LED LOW-PROFILE RECESSED DIRECT/INDIRECT LUMINAIRE WITH iASKET DIFFUSER (IN COMMON AREAS AND CIRCULATION SPACES) | S2X2BL-39-40-U-WH3 |  | Electrical | Lighting | Indy Lights | University of San Diego | Manchester Hall | Career Development Ctr | 1 | 101 |  | 5 Years
MACH_ELECT_LTG_F1A_06 | Yes | Yes | 2'X2" LED LOW-PROFILE RECESSED DIRECT/INDIRECT LUMINAIRE WITH iASKET DIFFUSER (IN COMMON AREAS AND CIRCULATION SPACES) | S2X2BL-39-40-U-WH3 |  | Electrical | Lighting | Indy Lights | University of San Diego | Manchester Hall | Career Development Ctr | 1 | 101 |  | 5 Years
MACH_ELECT_LTG_F1A_07 | Yes | Yes | 2'X2" LED LOW-PROFILE RECESSED DIRECT/INDIRECT LUMINAIRE WITH iASKET DIFFUSER (IN COMMON AREAS AND CIRCULATION SPACES) | S2X2BL-39-40-U-WH3 |  | Electrical | Lighting | Indy Lights | University of San Diego | Manchester Hall | Career Development Ctr | 1 | 101 |  | 5 Years
MACH_ELECT_LTG_F1A_08 | Yes | Yes | 2'X2" LED LOW-PROFILE RECESSED DIRECT/INDIRECT LUMINAIRE WITH iASKET DIFFUSER (IN COMMON AREAS AND CIRCULATION SPACES) | S2X2BL-39-40-U-WH3 |  | Electrical | Lighting | Indy Lights | University of San Diego | Manchester Hall | Career Development Ctr | 1 | 101 |  | 5 Years
F2
MACH_ELECT_LTG_F2_01 | Yes | Yes | 4.5" APERTURE RECESSED LED DOWNLIGHT (RECEPTION DESK AND RESTROOMS) | LED45-OS15/840-CSEDD*OS-120 |  | Electrical | Lighting | H.E. WILLIAMS | University of San Diego | Manchester Hall | Career Development Ctr | 1 | 101 |  | 5-year limited warranty,
MACH_ELECT_LTG_F2_02 | Yes | Yes | 4.5" APERTURE RECESSED LED DOWNLIGHT (RECEPTION DESK AND RESTROOMS) | LED45-OS15/840-CSEDD*OS-120 |  | Electrical | Lighting | H.E. WILLIAMS | University of San Diego | Manchester Hall | Career Development Ctr | 1 | 101 |  | 5-year limited warranty,
MACH_ELECT_LTG_F2_03 | Yes | Yes | 4.5" APERTURE RECESSED LED DOWNLIGHT (RECEPTION DESK AND RESTROOMS) | LED45-OS15/840-CSEDD*OS-120 |  | Electrical | Lighting | H.E. WILLIAMS | University of San Diego | Manchester Hall | Career Development Ctr | 1 | 101 |  | 5-year limited warranty,
MACH_ELECT_LTG_F2_04 | Yes | Yes | 4.5" APERTURE RECESSED LED DOWNLIGHT (RECEPTION DESK AND RESTROOMS) | LED45-OS15/840-CSEDD*OS-120 |  | Electrical | Lighting | H.E. WILLIAMS | University of San Diego | Manchester Hall | Unassigned | 1 | 104 |  | 5-year limited warranty,
MACH_ELECT_LTG_F2_05 | Yes | Yes | 4.5" APERTURE RECESSED LED DOWNLIGHT (RECEPTION DESK AND RESTROOMS) | LED45-OS15/840-CSEDD*OS-120 |  | Electrical | Lighting | H.E. WILLIAMS | University of San Diego | Manchester Hall | Unassigned | 1 | 104 |  | 5-year limited warranty,
MACH_ELECT_LTG_F2_06 | Yes | Yes | 4.5" APERTURE RECESSED LED DOWNLIGHT (RECEPTION DESK AND RESTROOMS) | LED45-OS15/840-CSEDD*OS-120 |  | Electrical | Lighting | H.E. WILLIAMS | University of San Diego | Manchester Hall | Unassigned | 1 | 106 |  | 5-year limited warranty,
MACH_ELECT_LTG_F2_07 | Yes | Yes | 4.5" APERTURE RECESSED LED DOWNLIGHT (RECEPTION DESK AND RESTROOMS) | LED45-OS15/840-CSEDD*OS-120 |  | Electrical | Lighting | H.E. WILLIAMS | University of San Diego | Manchester Hall | Unassigned | 2 | 206 |  | 5-year limited warranty,
MACH_ELECT_LTG_F2_08 | Yes | Yes | 4.5" APERTURE RECESSED LED DOWNLIGHT (RECEPTION DESK AND RESTROOMS) | LED45-OS15/840-CSEDD*OS-120 |  | Electrical | Lighting | H.E. WILLIAMS | University of San Diego | Manchester Hall | Unassigned | 2 | 206 |  | 5-year limited warranty,
MACH_ELECT_LTG_F2_09 | Yes | Yes | 4.5" APERTURE RECESSED LED DOWNLIGHT (RECEPTION DESK AND RESTROOMS) | LED45-OS15/840-CSEDD*OS-120 |  | Electrical | Lighting | H.E. WILLIAMS | University of San Diego | Manchester Hall | Unassigned | 2 | 202 |  | 5-year limited warranty,
MACH_ELECT_LTG_F2_10 | Yes | Yes | 4.5" APERTURE RECESSED LED DOWNLIGHT (RECEPTION DESK AND RESTROOMS) | LED45-OS15/840-CSEDD*OS-120 |  | Electrical | Lighting | H.E. WILLIAMS | University of San Diego | Manchester Hall | Unassigned | 2 | 202 |  | 5-year limited warranty,
MACH_ELECT_LTG_F2_11 | Yes | Yes | 4.5" APERTURE RECESSED LED DOWNLIGHT (RECEPTION DESK AND RESTROOMS) | LED45-OS15/840-CSEDD*OS-120 |  | Electrical | Lighting | H.E. WILLIAMS | University of San Diego | Manchester Hall | Unassigned | 2 | 202 |  | 5-year limited warranty,
MACH_ELECT_LTG_F2_12 | Yes | Yes | 4.5" APERTURE RECESSED LED DOWNLIGHT (RECEPTION DESK AND RESTROOMS) | LED45-OS15/840-CSEDD*OS-120 |  | Electrical | Lighting | H.E. WILLIAMS | University of San Diego | Manchester Hall | Unassigned | 1 | 104 |  | 5-year limited warranty,
MACH_ELECT_LTG_F2_13 | Yes | Yes | 4.5" APERTURE RECESSED LED DOWNLIGHT (RECEPTION DESK AND RESTROOMS) | LED45-OS15/840-CSEDD*OS-120 |  | Electrical | Lighting | H.E. WILLIAMS | University of San Diego | Manchester Hall | Unassigned | 2 | 206 |  | 5-year limited warranty,
MACH_ELECT_LTG_F2_14 | Yes | Yes | 4.5" APERTURE RECESSED LED DOWNLIGHT (RECEPTION DESK AND RESTROOMS) | LED45-OS15/840-CSEDD*OS-120 |  | Electrical | Lighting | H.E. WILLIAMS | University of San Diego | Manchester Hall | Unassigned | 1 | 106 |  | 5-year limited warranty,
MACH_ELECT_LTG_F2_15 | Yes | Yes | 4.5" APERTURE RECESSED LED DOWNLIGHT (RECEPTION DESK AND RESTROOMS) | LED45-OS15/840-CSEDD*OS-120 |  | Electrical | Lighting | H.E. WILLIAMS | University of San Diego | Manchester Hall | Unassigned | 1 | 106 |  | 5-year limited warranty,
F3
MACH_ELECT_LTG_F3_01 | Yes | Yes | 6" APERTURE RECESSED LED DOWNLIGHT (AT HALLWAYS AND STAIRWAYS) | LED60-OS30/840-CSEDD*QS-120 |  | Electrical | Lighting | H.E. WILLIAMS | University of San Diego | Manchester Hall | Unassigned | 1 | 100 |  | 5-year limited warranty
MACH_ELECT_LTG_F3_02 | Yes | Yes | 6" APERTURE RECESSED LED DOWNLIGHT (AT HALLWAYS AND STAIRWAYS) | LED60-OS30/840-CSEDD*QS-120 |  | Electrical | Lighting | H.E. WILLIAMS | University of San Diego | Manchester Hall | Unassigned | 1 | 100 |  | 5-year limited warranty
MACH_ELECT_LTG_F3_03 | Yes | Yes | 6" APERTURE RECESSED LED DOWNLIGHT (AT HALLWAYS AND STAIRWAYS) | LED60-OS30/840-CSEDD*QS-120 |  | Electrical | Lighting | H.E. WILLIAMS | University of San Diego | Manchester Hall | Unassigned | 1 | 100 |  | 5-year limited warranty
MACH_ELECT_LTG_F3_04 | Yes | Yes | 6" APERTURE RECESSED LED DOWNLIGHT (AT HALLWAYS AND STAIRWAYS) | LED60-OS30/840-CSEDD*QS-120 |  | Electrical | Lighting | H.E. WILLIAMS | University of San Diego | Manchester Hall | Unassigned | 1 | 100 |  | 5-year limited warranty
MACH_ELECT_LTG_F3_05 | Yes | Yes | 6" APERTURE RECESSED LED DOWNLIGHT (AT HALLWAYS AND STAIRWAYS) | LED60-OS30/840-CSEDD*QS-120 |  | Electrical | Lighting | H.E. WILLIAMS | University of San Diego | Manchester Hall | Unassigned | 1 | 100 |  | 5-year limited warranty
MACH_ELECT_LTG_F3_06 | Yes | Yes | 6" APERTURE RECESSED LED DOWNLIGHT (AT HALLWAYS AND STAIRWAYS) | LED60-OS30/840-CSEDD*QS-120 |  | Electrical | Lighting | H.E. WILLIAMS | University of San Diego | Manchester Hall | Unassigned | 1 | 100 |  | 5-year limited warranty
MACH_ELECT_LTG_F3_07 | Yes | Yes | 6" APERTURE RECESSED LED DOWNLIGHT (AT HALLWAYS AND STAIRWAYS) | LED60-OS30/840-CSEDD*QS-120 |  | Electrical | Lighting | H.E. WILLIAMS | University of San Diego | Manchester Hall | Unassigned | 1 | 100 |  | 5-year limited warranty
MACH_ELECT_LTG_F3_08 | Yes | Yes | 6" APERTURE RECESSED LED DOWNLIGHT (AT HALLWAYS AND STAIRWAYS) | LED60-OS30/840-CSEDD*QS-120 |  | Electrical | Lighting | H.E. WILLIAMS | University of San Diego | Manchester Hall | Unassigned | 1 | 100 |  | 5-year limited warranty
MACH_ELECT_LTG_F3_09 | Yes | Yes | 6" APERTURE RECESSED LED DOWNLIGHT (AT HALLWAYS AND STAIRWAYS) | LED60-OS30/840-CSEDD*QS-120 |  | Electrical | Lighting | H.E. WILLIAMS | University of San Diego | Manchester Hall | Unassigned | 1 | 1002 |  | 5-year limited warranty
MACH_ELECT_LTG_F3_10 | Yes | Yes | 6" APERTURE RECESSED LED DOWNLIGHT (AT HALLWAYS AND STAIRWAYS) | LED60-OS30/840-CSEDD*QS-120 |  | Electrical | Lighting | H.E. WILLIAMS | University of San Diego | Manchester Hall | Unassigned | 2 | 2001 |  | 5-year limited warranty
MACH_ELECT_LTG_F3_11 | Yes | Yes | 6" APERTURE RECESSED LED DOWNLIGHT (AT HALLWAYS AND STAIRWAYS) | LED60-OS30/840-CSEDD*QS-120 |  | Electrical | Lighting | H.E. WILLIAMS | University of San Diego | Manchester Hall | Unassigned | 2 | 2001 |  | 5-year limited warranty
MACH_ELECT_LTG_F3_12 | Yes | Yes | 6" APERTURE RECESSED LED DOWNLIGHT (AT HALLWAYS AND STAIRWAYS) | LED60-OS30/840-CSEDD*QS-120 |  | Electrical | Lighting | H.E. WILLIAMS | University of San Diego | Manchester Hall | Unassigned | 1 | 100 |  | 5-year limited warranty
MACH_ELECT_LTG_F3_13 | Yes | Yes | 6" APERTURE RECESSED LED DOWNLIGHT (AT HALLWAYS AND STAIRWAYS) | LED60-OS30/840-CSEDD*QS-120 |  | Electrical | Lighting | H.E. WILLIAMS | University of San Diego | Manchester Hall | Unassigned | 1 | 1002 |  | 5-year limited warranty
MACH_ELECT_LTG_F3_14 | Yes | Yes | 6" APERTURE RECESSED LED DOWNLIGHT (AT HALLWAYS AND STAIRWAYS) | LED60-OS30/840-CSEDD*QS-120 |  | Electrical | Lighting | H.E. WILLIAMS | University of San Diego | Manchester Hall | Unassigned | 1 | 100 |  | 5-year limited warranty
MACH_ELECT_LTG_F3_15 | Yes | Yes | 6" APERTURE RECESSED LED DOWNLIGHT (AT HALLWAYS AND STAIRWAYS) | LED60-OS30/840-CSEDD*QS-120 |  | Electrical | Lighting | H.E. WILLIAMS | University of San Diego | Manchester Hall | Unassigned | 1 | 100 |  | 5-year limited warranty
MACH_ELECT_LTG_F3_16 | Yes | Yes | 6" APERTURE RECESSED LED DOWNLIGHT (AT HALLWAYS AND STAIRWAYS) | LED60-OS30/840-CSEDD*QS-120 |  | Electrical | Lighting | H.E. WILLIAMS | University of San Diego | Manchester Hall | Unassigned | 1 | 100 |  | 5-year limited warranty
MACH_ELECT_LTG_F3_17 | Yes | Yes | 6" APERTURE RECESSED LED DOWNLIGHT (AT HALLWAYS AND STAIRWAYS) | LED60-OS30/840-CSEDD*QS-120 |  | Electrical | Lighting | H.E. WILLIAMS | University of San Diego | Manchester Hall | Unassigned | 1 | 100 |  | 5-year limited warranty
MACH_ELECT_LTG_F3_18 | Yes | Yes | 6" APERTURE RECESSED LED DOWNLIGHT (AT HALLWAYS AND STAIRWAYS) | LED60-OS30/840-CSEDD*QS-120 |  | Electrical | Lighting | H.E. WILLIAMS | University of San Diego | Manchester Hall | Unassigned | 1 | 100 |  | 5-year limited warranty
MACH_ELECT_LTG_F3_19 | Yes | Yes | 6" APERTURE RECESSED LED DOWNLIGHT (AT HALLWAYS AND STAIRWAYS) | LED60-OS30/840-CSEDD*QS-120 |  | Electrical | Lighting | H.E. WILLIAMS | University of San Diego | Manchester Hall | Unassigned | 2 | 2001 |  | 5-year limited warranty
MACH_ELECT_LTG_F3_20 | Yes | Yes | 6" APERTURE RECESSED LED DOWNLIGHT (AT HALLWAYS AND STAIRWAYS) | LED60-OS30/840-CSEDD*QS-120 |  | Electrical | Lighting | H.E. WILLIAMS | University of San Diego | Manchester Hall | Undergraduate admission | 2 | 200 |  | 5-year limited warranty
MACH_ELECT_LTG_F3_21 | Yes | Yes | 6" APERTURE RECESSED LED DOWNLIGHT (AT HALLWAYS AND STAIRWAYS) | LED60-OS30/840-CSEDD*QS-120 |  | Electrical | Lighting | H.E. WILLIAMS | University of San Diego | Manchester Hall | Undergraduate admission | 2 | 200 |  | 5-year limited warranty
MACH_ELECT_LTG_F3_22 | Yes | Yes | 6" APERTURE RECESSED LED DOWNLIGHT (AT HALLWAYS AND STAIRWAYS) | LED60-OS30/840-CSEDD*QS-120 |  | Electrical | Lighting | H.E. WILLIAMS | University of San Diego | Manchester Hall | Undergraduate admission | 2 | 200 |  | 5-year limited warranty
MACH_ELECT_LTG_F3_23 | Yes | Yes | 6" APERTURE RECESSED LED DOWNLIGHT (AT HALLWAYS AND STAIRWAYS) | LED60-OS30/840-CSEDD*QS-120 |  | Electrical | Lighting | H.E. WILLIAMS | University of San Diego | Manchester Hall | Undergraduate admission | 2 | 200 |  | 5-year limited warranty
MACH_ELECT_LTG_F3_24 | Yes | Yes | 6" APERTURE RECESSED LED DOWNLIGHT (AT HALLWAYS AND STAIRWAYS) | LED60-OS30/840-CSEDD*QS-120 |  | Electrical | Lighting | H.E. WILLIAMS | University of San Diego | Manchester Hall | Undergraduate admission | 2 | 200 |  | 5-year limited warranty
MACH_ELECT_LTG_F3_25 | Yes | Yes | 6" APERTURE RECESSED LED DOWNLIGHT (AT HALLWAYS AND STAIRWAYS) | LED60-OS30/840-CSEDD*QS-120 |  | Electrical | Lighting | H.E. WILLIAMS | University of San Diego | Manchester Hall | Undergraduate admission | 2 | 200 |  | 5-year limited warranty
MACH_ELECT_LTG_F3_26 | Yes | Yes | 6" APERTURE RECESSED LED DOWNLIGHT (AT HALLWAYS AND STAIRWAYS) | LED60-OS30/840-CSEDD*QS-120 |  | Electrical | Lighting | H.E. WILLIAMS | University of San Diego | Manchester Hall | Undergraduate admission | 2 | 200 |  | 5-year limited warranty
MACH_ELECT_LTG_F3_27 | Yes | Yes | 6" APERTURE RECESSED LED DOWNLIGHT (AT HALLWAYS AND STAIRWAYS) | LED60-OS30/840-CSEDD*QS-120 |  | Electrical | Lighting | H.E. WILLIAMS | University of San Diego | Manchester Hall | Undergraduate admission | 2 | 200 |  | 5-year limited warranty
MACH_ELECT_LTG_F3_28 | Yes | Yes | 6" APERTURE RECESSED LED DOWNLIGHT (AT HALLWAYS AND STAIRWAYS) | LED60-OS30/840-CSEDD*QS-120 |  | Electrical | Lighting | H.E. WILLIAMS | University of San Diego | Manchester Hall | Undergraduate admission | 2 | 200 |  | 5-year limited warranty
MACH_ELECT_LTG_F3_29 | Yes | Yes | 6" APERTURE RECESSED LED DOWNLIGHT (AT HALLWAYS AND STAIRWAYS) | LED60-OS30/840-CSEDD*QS-120 |  | Electrical | Lighting | H.E. WILLIAMS | University of San Diego | Manchester Hall | Undergraduate admission | 2 | 200 |  | 5-year limited warranty
MACH_ELECT_LTG_F3_30 | Yes | Yes | 6" APERTURE RECESSED LED DOWNLIGHT (AT HALLWAYS AND STAIRWAYS) | LED60-OS30/840-CSEDD*QS-120 |  | Electrical | Lighting | H.E. WILLIAMS | University of San Diego | Manchester Hall | Undergraduate admission | 2 | 200 |  | 5-year limited warranty
MACH_ELECT_LTG_F3_31 | Yes | Yes | 6" APERTURE RECESSED LED DOWNLIGHT (AT HALLWAYS AND STAIRWAYS) | LED60-OS30/840-CSEDD*QS-120 |  | Electrical | Lighting | H.E. WILLIAMS | University of San Diego | Manchester Hall | Unassigned | 2 | 202 |  | 5-year limited warranty
MACH_ELECT_LTG_F3_32 | Yes | Yes | 6" APERTURE RECESSED LED DOWNLIGHT (AT HALLWAYS AND STAIRWAYS) | LED60-OS30/840-CSEDD*QS-120 |  | Electrical | Lighting | H.E. WILLIAMS | University of San Diego | Manchester Hall | Unassigned | 2 | 202 |  | 5-year limited warranty
MACH_ELECT_LTG_F3_33 | Yes | Yes | 6" APERTURE RECESSED LED DOWNLIGHT (AT HALLWAYS AND STAIRWAYS) | LED60-OS30/840-CSEDD*QS-120 |  | Electrical | Lighting | H.E. WILLIAMS | University of San Diego | Manchester Hall | Unassigned | 2 | 202 |  | 5-year limited warranty
MACH_ELECT_LTG_F3_34 | Yes | Yes | 6" APERTURE RECESSED LED DOWNLIGHT (AT HALLWAYS AND STAIRWAYS) | LED60-OS30/840-CSEDD*QS-120 |  | Electrical | Lighting | H.E. WILLIAMS | University of San Diego | Manchester Hall | Unassigned | 1 | 100 |  | 5-year limited warranty
MACH_ELECT_LTG_F3_35 | Yes | Yes | 6" APERTURE RECESSED LED DOWNLIGHT (AT HALLWAYS AND STAIRWAYS) | LED60-OS30/840-CSEDD*QS-120 |  | Electrical | Lighting | H.E. WILLIAMS | University of San Diego | Manchester Hall | Unassigned | 1 | 1000 |  | 5-year limited warranty
MACH_ELECT_LTG_F3_36 | Yes | Yes | 6" APERTURE RECESSED LED DOWNLIGHT (AT HALLWAYS AND STAIRWAYS) | LED60-OS30/840-CSEDD*QS-120 |  | Electrical | Lighting | H.E. WILLIAMS | University of San Diego | Manchester Hall | Unassigned | 1 | 1000 |  | 5-year limited warranty
MACH_ELECT_LTG_F3_37 | Yes | Yes | 6" APERTURE RECESSED LED DOWNLIGHT (AT HALLWAYS AND STAIRWAYS) | LED60-OS30/840-CSEDD*QS-120 |  | Electrical | Lighting | H.E. WILLIAMS | University of San Diego | Manchester Hall | Unassigned | 1 | 100 |  | 5-year limited warranty
F5
MACH_ELECT_LTG_F5_01 | Yes | Yes | 4' LED STRIP LIGHT (AT RESTROOMS) | DRA-LWG-8-LED-DAL-4-IND120-4000-DIM |  | Electrical | Lighting | AMERLUX | University of San Diego | Manchester Hall | Unassigned | 1 | 106 |  | 5-year limited fixture warranty
MACH_ELECT_LTG_F5_02 | Yes | Yes | 4' LED STRIP LIGHT (AT RESTROOMS) | DRA-LWG-8-LED-DAL-4-IND120-4000-DIM |  | Electrical | Lighting | AMERLUX | University of San Diego | Manchester Hall | Unassigned | 1 | 106 |  | 5-year limited fixture warranty
MACH_ELECT_LTG_F5_03 | Yes | Yes | 4' LED STRIP LIGHT (AT RESTROOMS) | DRA-LWG-8-LED-DAL-4-IND120-4000-DIM |  | Electrical | Lighting | AMERLUX | University of San Diego | Manchester Hall | Unassigned | 1 | 104 |  | 5-year limited fixture warranty
MACH_ELECT_LTG_F5_04 | Yes | Yes | 4' LED STRIP LIGHT (AT RESTROOMS) | DRA-LWG-8-LED-DAL-4-IND120-4000-DIM |  | Electrical | Lighting | AMERLUX | University of San Diego | Manchester Hall | Unassigned | 1 | 104 |  | 5-year limited fixture warranty
MACH_ELECT_LTG_F5_05 | Yes | Yes | 4' LED STRIP LIGHT (AT RESTROOMS) | DRA-LWG-8-LED-DAL-4-IND120-4000-DIM |  | Electrical | Lighting | AMERLUX | University of San Diego | Manchester Hall | Unassigned | 1 | 106 |  | 5-year limited fixture warranty
MACH_ELECT_LTG_F5_06 | Yes | Yes | 4' LED STRIP LIGHT (AT RESTROOMS) | DRA-LWG-8-LED-DAL-4-IND120-4000-DIM |  | Electrical | Lighting | AMERLUX | University of San Diego | Manchester Hall | Unassigned | 1 | 106 |  | 5-year limited fixture warranty
MACH_ELECT_LTG_F5_07 | Yes | Yes | 4' LED STRIP LIGHT (AT RESTROOMS) | DRA-LWG-8-LED-DAL-4-IND120-4000-DIM |  | Electrical | Lighting | AMERLUX | University of San Diego | Manchester Hall | Unassigned | 1 | 106 |  | 5-year limited fixture warranty
MACH_ELECT_LTG_F5_08 | Yes | Yes | 4' LED STRIP LIGHT (AT RESTROOMS) | DRA-LWG-8-LED-DAL-4-IND120-4000-DIM |  | Electrical | Lighting | AMERLUX | University of San Diego | Manchester Hall | Unassigned | 1 | 104 |  | 5-year limited fixture warranty
MACH_ELECT_LTG_F5_09 | Yes | Yes | 4' LED STRIP LIGHT (AT RESTROOMS) | DRA-LWG-8-LED-DAL-4-IND120-4000-DIM |  | Electrical | Lighting | AMERLUX | University of San Diego | Manchester Hall | Unassigned | 1 | 104 |  | 5-year limited fixture warranty
MACH_ELECT_LTG_F5_10 | Yes | Yes | 4' LED STRIP LIGHT (AT RESTROOMS) | DRA-LWG-8-LED-DAL-4-IND120-4000-DIM |  | Electrical | Lighting | AMERLUX | University of San Diego | Manchester Hall | Unassigned | 1 | 104 |  | 5-year limited fixture warranty
MACH_ELECT_LTG_F5_11 | Yes | Yes | 4' LED STRIP LIGHT (AT RESTROOMS) | DRA-LWG-8-LED-DAL-4-IND120-4000-DIM |  | Electrical | Lighting | AMERLUX | University of San Diego | Manchester Hall | Unassigned | 2 | 206 |  | 5-year limited fixture warranty
MACH_ELECT_LTG_F5_12 | Yes | Yes | 4' LED STRIP LIGHT (AT RESTROOMS) | DRA-LWG-8-LED-DAL-4-IND120-4000-DIM |  | Electrical | Lighting | AMERLUX | University of San Diego | Manchester Hall | Unassigned | 2 | 206 |  | 5-year limited fixture warranty
MACH_ELECT_LTG_F5_13 | Yes | Yes | 4' LED STRIP LIGHT (AT RESTROOMS) | DRA-LWG-8-LED-DAL-4-IND120-4000-DIM |  | Electrical | Lighting | AMERLUX | University of San Diego | Manchester Hall | Unassigned | 2 | 206 |  | 5-year limited fixture warranty
MACH_ELECT_LTG_F5_14 | Yes | Yes | 4' LED STRIP LIGHT (AT RESTROOMS) | DRA-LWG-8-LED-DAL-4-IND120-4000-DIM |  | Electrical | Lighting | AMERLUX | University of San Diego | Manchester Hall | Unassigned | 2 | 206 |  | 5-year limited fixture warranty
MACH_ELECT_LTG_F5_15 | Yes | Yes | 4' LED STRIP LIGHT (AT RESTROOMS) | DRA-LWG-8-LED-DAL-4-IND120-4000-DIM |  | Electrical | Lighting | AMERLUX | University of San Diego | Manchester Hall | Unassigned | 2 | 202 |  | 5-year limited fixture warranty
MACH_ELECT_LTG_F5_16 | Yes | Yes | 4' LED STRIP LIGHT (AT RESTROOMS) | DRA-LWG-8-LED-DAL-4-IND120-4000-DIM |  | Electrical | Lighting | AMERLUX | University of San Diego | Manchester Hall | Unassigned | 2 | 202 |  | 5-year limited fixture warranty
MACH_ELECT_LTG_F5_17 | Yes | Yes | 4' LED STRIP LIGHT (AT RESTROOMS) | DRA-LWG-8-LED-DAL-4-IND120-4000-DIM |  | Electrical | Lighting | AMERLUX | University of San Diego | Manchester Hall | Unassigned | 2 | 202 |  | 5-year limited fixture warranty
MACH_ELECT_LTG_F5_18 | Yes | Yes | 4' LED STRIP LIGHT (AT RESTROOMS) | DRA-LWG-8-LED-DAL-4-IND120-4000-DIM |  | Electrical | Lighting | AMERLUX | University of San Diego | Manchester Hall | Unassigned | 2 | 202 |  | 5-year limited fixture warranty
MACH_ELECT_LTG_F5_19 | Yes | Yes | 4' LED STRIP LIGHT (AT RESTROOMS) | DRA-LWG-8-LED-DAL-4-IND120-4000-DIM |  | Electrical | Lighting | AMERLUX | University of San Diego | Manchester Hall | Unassigned | 2 | 202 |  | 5-year limited fixture warranty
MACH_ELECT_LTG_F5_20 | Yes | Yes | 4' LED STRIP LIGHT (AT RESTROOMS) | DRA-LWG-8-LED-DAL-4-IND120-4000-DIM |  | Electrical | Lighting | AMERLUX | University of San Diego | Manchester Hall | Unassigned | 2 | 206 |  | 5-year limited fixture warranty
F12
MACH_ELECT_EmgLtg_01 | Yes | Yes | Emergency Egress Light Fixture Listed for Wet Location.Dark Bronze Finish | PG_Z |  | Electrical | Lighting | DUAL LITE | University of San Diego | Manchester Hall | Unassigned | 1 | 1003 |  | Fixture: 5yrs Full Battery:2 yearsFull, 8 years Pro Rata Life LED warranty
MACH_ELECT_EmgLtg_02 | Yes | Yes | Emergency Egress Light Fixture Listed for Wet Location.Dark Bronze Finish | PG_Z |  | Electrical | Lighting | DUAL LITE | University of San Diego | Manchester Hall | Career Development Ctr | 1 | 1004 |  | Fixture: 5yrs Full Battery:2 yearsFull, 8 years Pro Rata Life LED warranty
F13.
MACH_ELECT_LTG_F13_01 | Yes | Yes | RECESSED TRIMLESS LED DOWN LIGHT WITH TWO ADJUSTABLE HEADS. CUSTOM PAINT FINISH. | B-2L13-930-A-202-TL-CP/C P2 INDY LIGHTING S2X2BL-39-40-U-WH3 < 20 |  | Electrical | Lighting | LITE LAB | University of San Diego | Manchester Hall | Unassigned | 1 | 100
MACH_ELECT_LTG_F13_02 | Yes | Yes | RECESSED TRIMLESS LED DOWN LIGHT WITH TWO ADJUSTABLE HEADS. CUSTOM PAINT FINISH. | B-2L13-930-A-202-TL-CP/C P2 INDY LIGHTING S2X2BL-39-40-U-WH3 < 20 |  | Electrical | Lighting | LITE LAB | University of San Diego | Manchester Hall | Unassigned | 1 | 100
MACH_ELECT_LTG_F13_03 | Yes | Yes | RECESSED TRIMLESS LED DOWN LIGHT WITH TWO ADJUSTABLE HEADS. CUSTOM PAINT FINISH. | B-2L13-930-A-202-TL-CP/C P2 INDY LIGHTING S2X2BL-39-40-U-WH3 < 20 |  | Electrical | Lighting | LITE LAB | University of San Diego | Manchester Hall | Unassigned | 1 | 100
MACH_ELECT_LTG_F13_04 | Yes | Yes | RECESSED TRIMLESS LED DOWN LIGHT WITH TWO ADJUSTABLE HEADS. CUSTOM PAINT FINISH. | B-2L13-930-A-202-TL-CP/C P2 INDY LIGHTING S2X2BL-39-40-U-WH3 < 20 |  | Electrical | Lighting | LITE LAB | University of San Diego | Manchester Hall | Unassigned | 1 | 100
MACH_ELECT_LTG_F13_05 | Yes | Yes | RECESSED TRIMLESS LED DOWN LIGHT WITH TWO ADJUSTABLE HEADS. CUSTOM PAINT FINISH. | B-2L13-930-A-202-TL-CP/C P2 INDY LIGHTING S2X2BL-39-40-U-WH3 < 20 |  | Electrical | Lighting | LITE LAB | University of San Diego | Manchester Hall | Unassigned | 1 | 100
MACH_ELECT_LTG_F13_06 | Yes | Yes | RECESSED TRIMLESS LED DOWN LIGHT WITH TWO ADJUSTABLE HEADS. CUSTOM PAINT FINISH. | B-2L13-930-A-202-TL-CP/C P2 INDY LIGHTING S2X2BL-39-40-U-WH3 < 20 |  | Electrical | Lighting | LITE LAB | University of San Diego | Manchester Hall | Unassigned | 1 | 100
MACH_ELECT_LTG_F13_07 | Yes | Yes | RECESSED TRIMLESS LED DOWN LIGHT WITH TWO ADJUSTABLE HEADS. CUSTOM PAINT FINISH. | B-2L13-930-A-202-TL-CP/C P2 INDY LIGHTING S2X2BL-39-40-U-WH3 < 20 |  | Electrical | Lighting | LITE LAB | University of San Diego | Manchester Hall | Unassigned | 1 | 100
MACH_ELECT_LTG_F13_08 | Yes | Yes | RECESSED TRIMLESS LED DOWN LIGHT WITH TWO ADJUSTABLE HEADS. CUSTOM PAINT FINISH. | B-2L13-930-A-202-TL-CP/C P2 INDY LIGHTING S2X2BL-39-40-U-WH3 < 20 |  | Electrical | Lighting | LITE LAB | University of San Diego | Manchester Hall | Unassigned | 1 | 100
G type
MACH_ELECT_LTG_G_01 | Yes | Yes | RECESSED 12" SQUARE FLAT PRESSURE LENS H.I.D FIXTURE-DAMP LOCATION LABEL | MARCO KS61085041-PP |  | Electrical | Lighting | MARCO | University of San Diego | Manchester Hall | Unassigned | 1 | 1003
MACH_ELECT_LTG_G_02 | Yes | Yes | RECESSED 12" SQUARE FLAT PRESSURE LENS H.I.D FIXTURE-DAMP LOCATION LABEL | MARCO KS61085041-PP |  | Electrical | Lighting | MARCO | University of San Diego | Manchester Hall | Unassigned | 1 | 1003
MACH_ELECT_LTG_G_03 | Yes | Yes | RECESSED 12" SQUARE FLAT PRESSURE LENS H.I.D FIXTURE-DAMP LOCATION LABEL | MARCO KS61085041-PP |  | Electrical | Lighting | MARCO | University of San Diego | Manchester Hall | Unassigned | 1 | 1003
MACH_ELECT_LTG_G_04 | Yes | Yes | RECESSED 12" SQUARE FLAT PRESSURE LENS H.I.D FIXTURE-DAMP LOCATION LABEL | MARCO KS61085041-PP |  | Electrical | Lighting | MARCO | University of San Diego | Manchester Hall | Unassigned | 2 | 212
MACH_ELECT_LTG_G_05 | Yes | Yes | RECESSED 12" SQUARE FLAT PRESSURE LENS H.I.D FIXTURE-DAMP LOCATION LABEL | MARCO KS61085041-PP |  | Electrical | Lighting | MARCO | University of San Diego | Manchester Hall | Unassigned | 2 | 212
J Type
MACH_ELECT_LTG_J_01 | Yes | Yes | RECESSED INCAND DOWNLIGHT W/GOLD ALZARK REFLECTOR | MARCO D201115 |  | Electrical | Lighting | MARCO | University of San Diego | Manchester Hall | Unassigned | 1 | 103 |  | 5-year limited warranty
MACH_ELECT_LTG_J_02 | Yes | Yes | RECESSED INCAND DOWNLIGHT W/GOLD ALZARK REFLECTOR | MARCO D201115 |  | Electrical | Lighting | MARCO | University of San Diego | Manchester Hall | Unassigned | 1 | 103 |  | 5-year limited warranty
MACH_ELECT_LTG_J_03 | Yes | Yes | RECESSED INCAND DOWNLIGHT W/GOLD ALZARK REFLECTOR | MARCO D201115 |  | Electrical | Lighting | MARCO | University of San Diego | Manchester Hall | Unassigned | 1 | 103 |  | 5-year limited warranty
Non-Parametric_Japanese_Tatami_Pendant_Light_17193
MACH_ELECT_LTG_PL_01 | Yes | Yes | PENDANT LIGHT |  |  | Electrical | Lighting |  | University of San Diego | Manchester Hall |  | 2
One Globe Light - DN0761CH
MACH_ELECT_LTG_F8_01 | Yes | Yes | Iso Chrome Bath Light | 341 -172 |  | Electrical | Lighting | MIN KA-LAVERY | University of San Diego | Manchester Hall | Unassigned | 1 | 100
MACH_ELECT_LTG_F8_02 | Yes | Yes | Iso Chrome Bath Light | 341 -172 |  | Electrical | Lighting | MIN KA-LAVERY | University of San Diego | Manchester Hall | Unassigned | 1 | 100
ORL-RPVHSEVOPL2C-R
MACH_ELECT_LTG_F7_01 | Yes | Yes | 4' (NOMINAL) LED STRIP IN SEMIROUND HOUSING | #ORL-RPVHSEVOPL2C-R |  | Electrical | Lighting | ORLIGHT | University of San Diego | Manchester Hall | Undergraduate admission | 2 | 200 |  | 5-year limited fixture warranty,
MACH_ELECT_LTG_F7_02 | Yes | Yes | 4' (NOMINAL) LED STRIP IN SEMIROUND HOUSING | #ORL-RPVHSEVOPL2C-R |  | Electrical | Lighting | ORLIGHT | University of San Diego | Manchester Hall | Undergraduate admission | 2 | 200 |  | 5-year limited fixture warranty,
MACH_ELECT_LTG_F7_03 | Yes | Yes | 4' (NOMINAL) LED STRIP IN SEMIROUND HOUSING | #ORL-RPVHSEVOPL2C-R |  | Electrical | Lighting | ORLIGHT | University of San Diego | Manchester Hall | Undergraduate admission | 2 | 200 |  | 5-year limited fixture warranty,
MACH_ELECT_LTG_F7_04 | Yes | Yes | 4' (NOMINAL) LED STRIP IN SEMIROUND HOUSING | #ORL-RPVHSEVOPL2C-R |  | Electrical | Lighting | ORLIGHT | University of San Diego | Manchester Hall | Undergraduate admission | 2 | 200 |  | 5-year limited fixture warranty,
MACH_ELECT_LTG_F7_05 | Yes | Yes | 4' (NOMINAL) LED STRIP IN SEMIROUND HOUSING | #ORL-RPVHSEVOPL2C-R |  | Electrical | Lighting | ORLIGHT | University of San Diego | Manchester Hall | Undergraduate admission | 2 | 200 |  | 5-year limited fixture warranty,
MACH_ELECT_LTG_F7_06 | Yes | Yes | 4' (NOMINAL) LED STRIP IN SEMIROUND HOUSING | #ORL-RPVHSEVOPL2C-R |  | Electrical | Lighting | ORLIGHT | University of San Diego | Manchester Hall | Undergraduate admission | 2 | 200 |  | 5-year limited fixture warranty,
MACH_ELECT_LTG_F7_07 | Yes | Yes | 4' (NOMINAL) LED STRIP IN SEMIROUND HOUSING | #ORL-RPVHSEVOPL2C-R |  | Electrical | Lighting | ORLIGHT | University of San Diego | Manchester Hall | Undergraduate admission | 2 | 200 |  | 5-year limited fixture warranty,
MACH_ELECT_LTG_F7_08 | Yes | Yes | 4' (NOMINAL) LED STRIP IN SEMIROUND HOUSING | #ORL-RPVHSEVOPL2C-R |  | Electrical | Lighting | ORLIGHT | University of San Diego | Manchester Hall | Undergraduate admission | 2 | 200 |  | 5-year limited fixture warranty,
P TYPE
MACH_ELECT_LTG_P_01 | Yes | Yes | SURFACE MOUNTED LIGHTING TRACK -MULTI CIRCUIT WITH RACEWAY -8' LENGTH & ASSOC HARD WARE | COLUMBIA#5256F-52-332-STATIC |  | Electrical | Lighting | COLUMBIA | University of San Diego | Manchester Hall | Unassigned | 1 | 103
MACH_ELECT_LTG_P_02 | Yes | Yes | SURFACE MOUNTED LIGHTING TRACK -MULTI CIRCUIT WITH RACEWAY -8' LENGTH & ASSOC HARD WARE | COLUMBIA#5256F-52-332-STATIC |  | Electrical | Lighting | COLUMBIA | University of San Diego | Manchester Hall | Unassigned | 1 | 103
MACH_ELECT_LTG_P_03 | Yes | Yes | SURFACE MOUNTED LIGHTING TRACK -MULTI CIRCUIT WITH RACEWAY -8' LENGTH & ASSOC HARD WARE | COLUMBIA#5256F-52-332-STATIC |  | Electrical | Lighting | COLUMBIA | University of San Diego | Manchester Hall | Unassigned | 1 | 103
MACH_ELECT_LTG_P_04 | Yes | Yes | SURFACE MOUNTED LIGHTING TRACK -MULTI CIRCUIT WITH RACEWAY -8' LENGTH & ASSOC HARD WARE | COLUMBIA#5256F-52-332-STATIC |  | Electrical | Lighting | COLUMBIA | University of San Diego | Manchester Hall | Unassigned | 1 | 103
MACH_ELECT_LTG_P_05 | Yes | Yes | SURFACE MOUNTED LIGHTING TRACK -MULTI CIRCUIT WITH RACEWAY -8' LENGTH & ASSOC HARD WARE | COLUMBIA#5256F-52-332-STATIC |  | Electrical | Lighting | COLUMBIA | University of San Diego | Manchester Hall | Unassigned | 1 | 103
MACH_ELECT_LTG_P_06 | Yes | Yes | SURFACE MOUNTED LIGHTING TRACK -MULTI CIRCUIT WITH RACEWAY -8' LENGTH & ASSOC HARD WARE | COLUMBIA#5256F-52-332-STATIC |  | Electrical | Lighting | COLUMBIA | University of San Diego | Manchester Hall | Unassigned | 1 | 103
MACH_ELECT_LTG_P_07 | Yes | Yes | SURFACE MOUNTED LIGHTING TRACK -MULTI CIRCUIT WITH RACEWAY -8' LENGTH & ASSOC HARD WARE | COLUMBIA#5256F-52-332-STATIC |  | Electrical | Lighting | COLUMBIA | University of San Diego | Manchester Hall | Unassigned | 1 | 103
MACH_ELECT_LTG_P_08 | Yes | Yes | SURFACE MOUNTED LIGHTING TRACK -MULTI CIRCUIT WITH RACEWAY -8' LENGTH & ASSOC HARD WARE | COLUMBIA#5256F-52-332-STATIC |  | Electrical | Lighting | COLUMBIA | University of San Diego | Manchester Hall | Unassigned | 1 | 103
S type
MACH_ELECT_LTG_S_01 | Yes | Yes | WALL MOUNTED INCAND LIGHT FIXTURE , BLACK METAL FINISH , AMBER GLASS LENS | TRI-LITE# 2015-B |  | Electrical | Lighting | TRI-LITE | University of San Diego | Manchester Hall | Unassigned | 1 | 103
MACH_ELECT_LTG_S_02 | Yes | Yes | WALL MOUNTED INCAND LIGHT FIXTURE , BLACK METAL FINISH , AMBER GLASS LENS | TRI-LITE# 2015-B |  | Electrical | Lighting | TRI-LITE | University of San Diego | Manchester Hall | Unassigned | 1 | 103
Grand total: 373
Electrical Fixture Schedule
Tag# | Building Asset | Active | Description | Model # | Serial # | EQUIPMENT TYPE | EQUIPMENT SUBTYPE | Manufacturer | Campus Name | Building Name | Department | Floor Code | Area# | Date Purchased | Warranty Date
(WATTSTOPPER LMDC-100)
MACH_ELECT_LS_CS_01 | Yes | Yes | DIGITAL DUAL TECHNOLOGY CEILING MOUNT OCCUPANCY SENSOR | LMDC-100 |  | Electrical | Lighting Sensor | WATTSTOPPER | University of San Diego | Manchester Hall | Career Development Ctr | 1 | 101 |  | 5 years
MACH_ELECT_LS_CS_02 | Yes | Yes | DIGITAL DUAL TECHNOLOGY CEILING MOUNT OCCUPANCY SENSOR | LMDC-100 |  | Electrical | Lighting Sensor | WATTSTOPPER | University of San Diego | Manchester Hall | Career Development Ctr | 1 | 101 |  | 5 years
MACH_ELECT_LS_CS_03 | Yes | Yes | DIGITAL DUAL TECHNOLOGY CEILING MOUNT OCCUPANCY SENSOR | LMDC-100 |  | Electrical | Lighting Sensor | WATTSTOPPER | University of San Diego | Manchester Hall | Career Development Ctr | 1 | 101C |  | 5 years
MACH_ELECT_LS_CS_04 | Yes | Yes | DIGITAL DUAL TECHNOLOGY CEILING MOUNT OCCUPANCY SENSOR | LMDC-100 |  | Electrical | Lighting Sensor | WATTSTOPPER | University of San Diego | Manchester Hall | Unassigned | 1 | 100 |  | 5 years
MACH_ELECT_LS_CS_05 | Yes | Yes | DIGITAL DUAL TECHNOLOGY CEILING MOUNT OCCUPANCY SENSOR | LMDC-100 |  | Electrical | Lighting Sensor | WATTSTOPPER | University of San Diego | Manchester Hall | Unassigned | 1 | 100 |  | 5 years
MACH_ELECT_LS_CS_06 | Yes | Yes | DIGITAL DUAL TECHNOLOGY CEILING MOUNT OCCUPANCY SENSOR | LMDC-100 |  | Electrical | Lighting Sensor | WATTSTOPPER | University of San Diego | Manchester Hall | Unassigned | 1 | 1002 |  | 5 years
MACH_ELECT_LS_CS_07 | Yes | Yes | DIGITAL DUAL TECHNOLOGY CEILING MOUNT OCCUPANCY SENSOR | LMDC-100 |  | Electrical | Lighting Sensor | WATTSTOPPER | University of San Diego | Manchester Hall | Career Development Ctr | 1 | 112 |  | 5 years
MACH_ELECT_LS_CS_08 | Yes | Yes | DIGITAL DUAL TECHNOLOGY CEILING MOUNT OCCUPANCY SENSOR | LMDC-100 |  | Electrical | Lighting Sensor | WATTSTOPPER | University of San Diego | Manchester Hall | Career Development Ctr | 1 | 101 |  | 5 years
MACH_ELECT_LS_CS_09 | Yes | Yes | DIGITAL DUAL TECHNOLOGY CEILING MOUNT OCCUPANCY SENSOR | LMDC-100 |  | Electrical | Lighting Sensor | WATTSTOPPER | University of San Diego | Manchester Hall | Undergraduate admission | 2 | 201D |  | 5 years
MACH_ELECT_LS_CS_10 | Yes | Yes | DIGITAL DUAL TECHNOLOGY CEILING MOUNT OCCUPANCY SENSOR | LMDC-100 |  | Electrical | Lighting Sensor | WATTSTOPPER | University of San Diego | Manchester Hall | Undergraduate admission | 2 | 201B |  | 5 years
MACH_ELECT_LS_CS_11 | Yes | Yes | DIGITAL DUAL TECHNOLOGY CEILING MOUNT OCCUPANCY SENSOR | LMDC-100 |  | Electrical | Lighting Sensor | WATTSTOPPER | University of San Diego | Manchester Hall | Undergraduate admission | 2 | 201 |  | 5 years
MACH_ELECT_LS_CS_12 | Yes | Yes | DIGITAL DUAL TECHNOLOGY CEILING MOUNT OCCUPANCY SENSOR | LMDC-100 |  | Electrical | Lighting Sensor | WATTSTOPPER | University of San Diego | Manchester Hall | Undergraduate admission | 2 | 201F |  | 5 years
MACH_ELECT_LS_CS_13 | Yes | Yes | DIGITAL DUAL TECHNOLOGY CEILING MOUNT OCCUPANCY SENSOR | LMDC-100 |  | Electrical | Lighting Sensor | WATTSTOPPER | University of San Diego | Manchester Hall | Undergraduate admission | 2 | 200 |  | 5 years
MACH_ELECT_LS_CS_14 | Yes | Yes | DIGITAL DUAL TECHNOLOGY CEILING MOUNT OCCUPANCY SENSOR | LMDC-100 |  | Electrical | Lighting Sensor | WATTSTOPPER | University of San Diego | Manchester Hall | Undergraduate admission | 2 | 200 |  | 5 years
MACH_ELECT_LS_CS_15 | Yes | Yes | DIGITAL DUAL TECHNOLOGY CEILING MOUNT OCCUPANCY SENSOR | LMDC-100 |  | Electrical | Lighting Sensor | WATTSTOPPER | University of San Diego | Manchester Hall | Unassigned | 2 | 2001 |  | 5 years
MACH_ELECT_LS_CS_16 | Yes | Yes | DIGITAL DUAL TECHNOLOGY CEILING MOUNT OCCUPANCY SENSOR | LMDC-100 |  | Electrical | Lighting Sensor | WATTSTOPPER | University of San Diego | Manchester Hall | Graduate Admission | 2 | 205A |  | 5 years
MACH_ELECT_LS_CS_17 | Yes | Yes | DIGITAL DUAL TECHNOLOGY CEILING MOUNT OCCUPANCY SENSOR | LMDC-100 |  | Electrical | Lighting Sensor | WATTSTOPPER | University of San Diego | Manchester Hall | Graduate Admission | 2 | 205 |  | 5 years
MACH_ELECT_LS_CS_18 | Yes | Yes | DIGITAL DUAL TECHNOLOGY CEILING MOUNT OCCUPANCY SENSOR | LMDC-100 |  | Electrical | Lighting Sensor | WATTSTOPPER | University of San Diego | Manchester Hall | Graduate Admission | 2 | 205E |  | 5 years
MACH_ELECT_LS_CS_19 | Yes | Yes | DIGITAL DUAL TECHNOLOGY CEILING MOUNT OCCUPANCY SENSOR | LMDC-100 |  | Electrical | Lighting Sensor | WATTSTOPPER | University of San Diego | Manchester Hall | Graduate Admission | 2 | 205E |  | 5 years
MACH_ELECT_LS_CS_20 | Yes | Yes | DIGITAL DUAL TECHNOLOGY CEILING MOUNT OCCUPANCY SENSOR | LMDC-100 |  | Electrical | Lighting Sensor | WATTSTOPPER | University of San Diego | Manchester Hall | Career Development Ctr | 2 | 203 |  | 5 years
MACH_ELECT_LS_CS_21 | Yes | Yes | DIGITAL DUAL TECHNOLOGY CEILING MOUNT OCCUPANCY SENSOR | LMDC-100 |  | Electrical | Lighting Sensor | WATTSTOPPER | University of San Diego | Manchester Hall | Undergraduate admission | 2 | 210 |  | 5 years
MACH_ELECT_LS_CS_22 | Yes | Yes | DIGITAL DUAL TECHNOLOGY CEILING MOUNT OCCUPANCY SENSOR | LMDC-100 |  | Electrical | Lighting Sensor | WATTSTOPPER | University of San Diego | Manchester Hall | Undergraduate admission | 2 | 208A |  | 5 years
MACH_ELECT_LS_CS_23 | Yes | Yes | DIGITAL DUAL TECHNOLOGY CEILING MOUNT OCCUPANCY SENSOR | LMDC-100 |  | Electrical | Lighting Sensor | WATTSTOPPER | University of San Diego | Manchester Hall | Undergraduate admission | 2 | 208 |  | 5 years
MACH_ELECT_LS_CS_24 | Yes | Yes | DIGITAL DUAL TECHNOLOGY CEILING MOUNT OCCUPANCY SENSOR | LMDC-100 |  | Electrical | Lighting Sensor | WATTSTOPPER | University of San Diego | Manchester Hall | Undergraduate admission | 2 | 208 |  | 5 years
MACH_ELECT_LS_CS_25 | Yes | Yes | DIGITAL DUAL TECHNOLOGY CEILING MOUNT OCCUPANCY SENSOR | LMDC-100 |  | Electrical | Lighting Sensor | WATTSTOPPER | University of San Diego | Manchester Hall | Undergraduate admission | 2 | 208 |  | 5 years
MACH_ELECT_LS_CS_26 | Yes | Yes | DIGITAL DUAL TECHNOLOGY CEILING MOUNT OCCUPANCY SENSOR | LMDC-100 |  | Electrical | Lighting Sensor | WATTSTOPPER | University of San Diego | Manchester Hall | Undergraduate admission | 2 | 200 |  | 5 years
MACH_ELECT_LS_CS_27 | Yes | Yes | DIGITAL DUAL TECHNOLOGY CEILING MOUNT OCCUPANCY SENSOR | LMDC-100 |  | Electrical | Lighting Sensor | WATTSTOPPER | University of San Diego | Manchester Hall | Undergraduate admission | 2 | 200 |  | 5 years
MACH_ELECT_LS_CS_28 | Yes | Yes | DIGITAL DUAL TECHNOLOGY CEILING MOUNT OCCUPANCY SENSOR | LMDC-100 |  | Electrical | Lighting Sensor | WATTSTOPPER | University of San Diego | Manchester Hall | Unassigned | 2 | 206 |  | 5 years
MACH_ELECT_LS_CS_29 | Yes | Yes | DIGITAL DUAL TECHNOLOGY CEILING MOUNT OCCUPANCY SENSOR | LMDC-100 |  | Electrical | Lighting Sensor | WATTSTOPPER | University of San Diego | Manchester Hall | Unassigned | 2 | 204 |  | 5 years
MACH_ELECT_LS_CS_30 | Yes | Yes | DIGITAL DUAL TECHNOLOGY CEILING MOUNT OCCUPANCY SENSOR | LMDC-100 |  | Electrical | Lighting Sensor | WATTSTOPPER | University of San Diego | Manchester Hall | Unassigned | 2 | 2002 |  | 5 years
MACH_ELECT_LS_CS_31 | Yes | Yes | DIGITAL DUAL TECHNOLOGY CEILING MOUNT OCCUPANCY SENSOR | LMDC-100 |  | Electrical | Lighting Sensor | WATTSTOPPER | University of San Diego | Manchester Hall | Career Development Ctr | 2 | 202 |  | 5 years
MACH_ELECT_LS_CS_32 | Yes | Yes | DIGITAL DUAL TECHNOLOGY CEILING MOUNT OCCUPANCY SENSOR | LMDC-100 |  | Electrical | Lighting Sensor | WATTSTOPPER | University of San Diego | Manchester Hall | Career Development Ctr | 2 | 202 |  | 5 years
MACH_ELECT_LS_CS_33 | Yes | Yes | DIGITAL DUAL TECHNOLOGY CEILING MOUNT OCCUPANCY SENSOR | LMDC-100 |  | Electrical | Lighting Sensor | WATTSTOPPER | University of San Diego | Manchester Hall | Unassigned | 1 | 100 |  | 5 years
MACH_ELECT_LS_CS_34 | Yes | Yes | DIGITAL DUAL TECHNOLOGY CEILING MOUNT OCCUPANCY SENSOR | LMDC-100 |  | Electrical | Lighting Sensor | WATTSTOPPER | University of San Diego | Manchester Hall | Unassigned | 1 | 100 |  | 5 years
MACH_ELECT_LS_CS_35 | Yes | Yes | DIGITAL DUAL TECHNOLOGY CEILING MOUNT OCCUPANCY SENSOR | LMDC-100 |  | Electrical | Lighting Sensor | WATTSTOPPER | University of San Diego | Manchester Hall | Career Development Ctr | 1 | 109B |  | 5 years
MACH_ELECT_LS_CS_36 | Yes | Yes | DIGITAL DUAL TECHNOLOGY CEILING MOUNT OCCUPANCY SENSOR | LMDC-100 |  | Electrical | Lighting Sensor | WATTSTOPPER | University of San Diego | Manchester Hall | Unassigned | 1 | 100 |  | 5 years
MACH_ELECT_LS_CS_37 | Yes | Yes | DIGITAL DUAL TECHNOLOGY CEILING MOUNT OCCUPANCY SENSOR | LMDC-100 |  | Electrical | Lighting Sensor | WATTSTOPPER | University of San Diego | Manchester Hall | Unassigned | 1 | 106 |  | 5 years
MACH_ELECT_LS_CS_38 | Yes | Yes | DIGITAL DUAL TECHNOLOGY CEILING MOUNT OCCUPANCY SENSOR | LMDC-100 |  | Electrical | Lighting Sensor | WATTSTOPPER | University of San Diego | Manchester Hall | Unassigned | 1 | 104 |  | 5 years
MACH_ELECT_LS_CS_39 | Yes | Yes | DIGITAL DUAL TECHNOLOGY CEILING MOUNT OCCUPANCY SENSOR | LMDC-100 |  | Electrical | Lighting Sensor | WATTSTOPPER | University of San Diego | Manchester Hall | Unassigned | 1 | 100 |  | 5 years
MACH_ELECT_LS_CS_40 | Yes | Yes | DIGITAL DUAL TECHNOLOGY CEILING MOUNT OCCUPANCY SENSOR | LMDC-100 |  | Electrical | Lighting Sensor | WATTSTOPPER | University of San Diego | Manchester Hall | Graduate Admissions | 2 | 205E |  | 5 years
MACH_ELECT_LS_CS_41 | Yes | Yes | DIGITAL DUAL TECHNOLOGY CEILING MOUNT OCCUPANCY SENSOR | LMDC-100 |  | Electrical | Lighting Sensor | WATTSTOPPER | University of San Diego | Manchester Hall | Graduate Admissions | 2 | 205E |  | 5 years
MACH_ELECT_LS_CS_42 | Yes | Yes | DIGITAL DUAL TECHNOLOGY CEILING MOUNT OCCUPANCY SENSOR | LMDC-100 |  | Electrical | Lighting Sensor | WATTSTOPPER | University of San Diego | Manchester Hall | Undergraduate Admissions | 2 | 208D |  | 5 years
MACH_ELECT_LS_CS_43 | Yes | Yes | DIGITAL DUAL TECHNOLOGY CEILING MOUNT OCCUPANCY SENSOR | LMDC-100 |  | Electrical | Lighting Sensor | WATTSTOPPER | University of San Diego | Manchester Hall | Undergraduate Admissions | 2 | 201 |  | 5 years
30A, 2P
MACH_ELECT_DS_F_01 | Yes | Yes | WEATHERPROOF ENCLOSURE |  |  |  | Fuse Disconnect switch |  | University of San Diego | Manchester Hall |  | ROOF
400A, 3P FUSED
MACH_ELECT_DISCONNECT_01 | Yes | Yes | 400A, 3P FUSED DISCONNECT SWITCH |  |  | Electrical | DISCONNECT SWITCH
Dimmer
MACH_ELECT_LTG_DIM_01 | Yes | Yes | 1-BUTTON DIGITAL DIMMING WALL SWITCH | LMDM-101-W |  | Electrical | Lighting Switch | WATTSTOPPER | University of San Diego | Manchester Hall | Career Development Ctr | 1 | 101 |  | 5 years
MACH_ELECT_LTG_DIM_02 | Yes | Yes | 1-BUTTON DIGITAL DIMMING WALL SWITCH | LMDM-101-W |  | Electrical | Lighting Switch | WATTSTOPPER | University of San Diego | Manchester Hall | Unassigned | 1 | 100 |  | 5 years
MACH_ELECT_LTG_DIM_03 | Yes | Yes | 1-BUTTON DIGITAL DIMMING WALL SWITCH | LMDM-101-W |  | Electrical | Lighting Switch | WATTSTOPPER | University of San Diego | Manchester Hall | Career Development Ctr | 1 | 109B |  | 5 years
MACH_ELECT_LTG_DIM_04 | Yes | Yes | 1-BUTTON DIGITAL DIMMING WALL SWITCH | LMDM-101-W |  | Electrical | Lighting Switch | WATTSTOPPER | University of San Diego | Manchester Hall | Career Development Ctr | 1 | 101C |  | 5 years
MACH_ELECT_LTG_DIM_05 | Yes | Yes | 1-BUTTON DIGITAL DIMMING WALL SWITCH | LMDM-101-W |  | Electrical | Lighting Switch | WATTSTOPPER | University of San Diego | Manchester Hall | Career Development Ctr | 1 | 101C |  | 5 years
MACH_ELECT_LTG_DIM_06 | Yes | Yes | 1-BUTTON DIGITAL DIMMING WALL SWITCH | LMDM-101-W |  | Electrical | Lighting Switch | WATTSTOPPER | University of San Diego | Manchester Hall | Undergraduate Admissions | 2 | 201D |  | 5 years
MACH_ELECT_LTG_DIM_07 | Yes | Yes | 1-BUTTON DIGITAL DIMMING WALL SWITCH | LMDM-101-W |  | Electrical | Lighting Switch | WATTSTOPPER | University of San Diego | Manchester Hall | Undergraduate Admissions | 2 | 201B |  | 5 years
MACH_ELECT_LTG_DIM_08 | Yes | Yes | 1-BUTTON DIGITAL DIMMING WALL SWITCH | LMDM-101-W |  | Electrical | Lighting Switch | WATTSTOPPER | University of San Diego | Manchester Hall | Undergraduate Admissions | 2 | 201F |  | 5 years
MACH_ELECT_LTG_DIM_09 | Yes | Yes | 1-BUTTON DIGITAL DIMMING WALL SWITCH | LMDM-101-W |  | Electrical | Lighting Switch | WATTSTOPPER | University of San Diego | Manchester Hall | Undergraduate Admissions | 2 | 201F |  | 5 years
MACH_ELECT_LTG_DIM_10 | Yes | Yes | 1-BUTTON DIGITAL DIMMING WALL SWITCH | LMDM-101-W |  | Electrical | Lighting Switch | WATTSTOPPER | University of San Diego | Manchester Hall | Unassigned | 2 | 2001 |  | 5 years
MACH_ELECT_LTG_DIM_11 | Yes | Yes | 1-BUTTON DIGITAL DIMMING WALL SWITCH | LMDM-101-W |  | Electrical | Lighting Switch | WATTSTOPPER | University of San Diego | Manchester Hall | Unassigned | 2 | 2001 |  | 5 years
MACH_ELECT_LTG_DIM_12 | Yes | Yes | 1-BUTTON DIGITAL DIMMING WALL SWITCH | LMDM-101-W |  | Electrical | Lighting Switch | WATTSTOPPER | University of San Diego | Manchester Hall | Graduate Admissions | 2 | 205 |  | 5 years
MACH_ELECT_LTG_DIM_13 | Yes | Yes | 1-BUTTON DIGITAL DIMMING WALL SWITCH | LMDM-101-W |  | Electrical | Lighting Switch | WATTSTOPPER | University of San Diego | Manchester Hall | Undergraduate Admissions | 2 | 210 |  | 5 years
MACH_ELECT_LTG_DIM_14 | Yes | Yes | 1-BUTTON DIGITAL DIMMING WALL SWITCH | LMDM-101-W |  | Electrical | Lighting Switch | WATTSTOPPER | University of San Diego | Manchester Hall | Career Development Ctr | 2 | 203 |  | 5 years
MACH_ELECT_LTG_DIM_15 | Yes | Yes | 1-BUTTON DIGITAL DIMMING WALL SWITCH | LMDM-101-W |  | Electrical | Lighting Switch | WATTSTOPPER | University of San Diego | Manchester Hall | Undergraduate Admissions | 2 | 208D |  | 5 years
MACH_ELECT_LTG_DIM_16 | Yes | Yes | 1-BUTTON DIGITAL DIMMING WALL SWITCH | LMDM-101-W |  | Electrical | Lighting Switch | WATTSTOPPER | University of San Diego | Manchester Hall | Undergraduate Admissions | 2 | 208A |  | 5 years
MACH_ELECT_LTG_DIM_17 | Yes | Yes | 1-BUTTON DIGITAL DIMMING WALL SWITCH | LMDM-101-W |  | Electrical | Lighting Switch | WATTSTOPPER | University of San Diego | Manchester Hall | Undergraduate Admissions | 2 | 200 |  | 5 years
MACH_ELECT_LTG_DIM_18 | Yes | Yes | 1-BUTTON DIGITAL DIMMING WALL SWITCH | LMDM-101-W |  | Electrical | Lighting Switch | WATTSTOPPER | University of San Diego | Manchester Hall | Undergraduate Admissions | 2 | 200 |  | 5 years
MACH_ELECT_LTG_DIM_19 | Yes | Yes | 1-BUTTON DIGITAL DIMMING WALL SWITCH | LMDM-101-W |  | Electrical | Lighting Switch | WATTSTOPPER | University of San Diego | Manchester Hall | Career Development Ctr | 2 | 202 |  | 5 years
MACH_ELECT_LTG_DIM_20 | Yes | Yes | 1-BUTTON DIGITAL DIMMING WALL SWITCH | LMDM-101-W |  | Electrical | Lighting Switch | WATTSTOPPER | University of San Diego | Manchester Hall | Unassigned | 2 | 206 |  | 5 years
MACH_ELECT_LTG_DIM_21 | Yes | Yes | 1-BUTTON DIGITAL DIMMING WALL SWITCH | LMDM-101-W |  | Electrical | Lighting Switch | WATTSTOPPER | University of San Diego | Manchester Hall | Undergraduate Admissions | 2 | 200 |  | 5 years
MACH_ELECT_LTG_DIM_22 | Yes | Yes | 1-BUTTON DIGITAL DIMMING WALL SWITCH | LMDM-101-W |  | Electrical | Lighting Switch | WATTSTOPPER | University of San Diego | Manchester Hall | Undergraduate Admissions | 2 | 201 |  | 5 years
MACH_ELECT_LTG_DIM_23 | Yes | Yes | 1-BUTTON DIGITAL DIMMING WALL SWITCH | LMDM-101-W |  | Electrical | Lighting Switch | WATTSTOPPER | University of San Diego | Manchester Hall | Graduate Admissions | 2 | 205E |  | 5 years
MACH_ELECT_LTG_DIM_24 | Yes | Yes | 1-BUTTON DIGITAL DIMMING WALL SWITCH | LMDM-101-W |  | Electrical | Lighting Switch | WATTSTOPPER | University of San Diego | Manchester Hall | Graduate Admissions | 2 | 205E |  | 5 years
MACH_ELECT_LTG_DIM_25 | Yes | Yes | 1-BUTTON DIGITAL DIMMING WALL SWITCH | LMDM-101-W |  | Electrical | Lighting Switch | WATTSTOPPER | University of San Diego | Manchester Hall | Career Development Ctr | 1 | 101 |  | 5 years
MACH_ELECT_LTG_DIM_26 | Yes | Yes | 1-BUTTON DIGITAL DIMMING WALL SWITCH | LMDM-101-W |  | Electrical | Lighting Switch | WATTSTOPPER | University of San Diego | Manchester Hall | Career Development Ctr | 1 | 101 |  | 5 years
MACH_ELECT_LTG_DIM_27 | Yes | Yes | 1-BUTTON DIGITAL DIMMING WALL SWITCH | LMDM-101-W |  | Electrical | Lighting Switch | WATTSTOPPER | University of San Diego | Manchester Hall | Unassigned | 1 | 100 |  | 5 years
MACH_ELECT_LTG_DIM_28 | Yes | Yes | 1-BUTTON DIGITAL DIMMING WALL SWITCH | LMDM-101-W |  | Electrical | Lighting Switch | WATTSTOPPER | University of San Diego | Manchester Hall | Unassigned | 1 | 100 |  | 5 years
MACH_ELECT_LTG_DIM_29 | Yes | Yes | 1-BUTTON DIGITAL DIMMING WALL SWITCH | LMDM-101-W |  | Electrical | Lighting Switch | WATTSTOPPER | University of San Diego | Manchester Hall | Unassigned | 1 | 100 |  | 5 years
MACH_ELECT_LTG_DIM_30 | Yes | Yes | 1-BUTTON DIGITAL DIMMING WALL SWITCH | LMDM-101-W |  | Electrical | Lighting Switch | WATTSTOPPER | University of San Diego | Manchester Hall | Unassigned | 1 | 100 |  | 5 years
MACH_ELECT_LTG_DIM_31 | Yes | Yes | 1-BUTTON DIGITAL DIMMING WALL SWITCH | LMDM-101-W |  | Electrical | Lighting Switch | WATTSTOPPER | University of San Diego | Manchester Hall | Career Development Ctr | 1 | 102 |  | 5 years
MACH_ELECT_LTG_DIM_32 | Yes | Yes | 1-BUTTON DIGITAL DIMMING WALL SWITCH | LMDM-101-W |  | Electrical | Lighting Switch | WATTSTOPPER | University of San Diego | Manchester Hall | Unassigned | 1 | 104 |  | 5 years
MACH_ELECT_LTG_DIM_33 | Yes | Yes | 1-BUTTON DIGITAL DIMMING WALL SWITCH | LMDM-101-W |  | Electrical | Lighting Switch | WATTSTOPPER | University of San Diego | Manchester Hall | Unassigned | 1 | 106 |  | 5 years
MACH_ELECT_LTG_DIM_34 | Yes | Yes | 1-BUTTON DIGITAL DIMMING WALL SWITCH | LMDM-101-W |  | Electrical | Lighting Switch | WATTSTOPPER | University of San Diego | Manchester Hall | Unassigned | 1 | 1002 |  | 5 years
MACH_ELECT_LTG_DIM_35 | Yes | Yes | 1-BUTTON DIGITAL DIMMING WALL SWITCH | LMDM-101-W |  | Electrical | Lighting Switch | WATTSTOPPER | University of San Diego | Manchester Hall | Career Development Ctr | 1 | 112 |  | 5 years
MACH_ELECT_LTG_DIM_36 | Yes | Yes | 1-BUTTON DIGITAL DIMMING WALL SWITCH | LMDM-101-W |  | Electrical | Lighting Switch | WATTSTOPPER | University of San Diego | Manchester Hall | Undergraduate Admissions | 2 | 208 |  | 5 years
MACH_ELECT_LTG_DIM_37 | Yes | Yes | 1-BUTTON DIGITAL DIMMING WALL SWITCH | LMDM-101-W |  | Electrical | Lighting Switch | WATTSTOPPER | University of San Diego | Manchester Hall | Undergraduate Admissions | 2 | 208 |  | 5 years
MACH_ELECT_LTG_DIM_38 | Yes | Yes | 1-BUTTON DIGITAL DIMMING WALL SWITCH | LMDM-101-W |  | Electrical | Lighting Switch | WATTSTOPPER | University of San Diego | Manchester Hall | Undergraduate Admissions | 2 | 208 |  | 5 years
MACH_ELECT_LTG_DIM_39 | Yes | Yes | 1-BUTTON DIGITAL DIMMING WALL SWITCH | LMDM-101-W |  | Electrical | Lighting Switch | WATTSTOPPER | University of San Diego | Manchester Hall | Unassigned | 1 | 100 |  | 5 years
MACH_ELECT_LTG_DIM_40 | Yes | Yes | 1-BUTTON DIGITAL DIMMING WALL SWITCH | LMDM-101-W |  | Electrical | Lighting Switch | WATTSTOPPER | University of San Diego | Manchester Hall | Graduate Admissions | 2 | 205A |  | 5 years
FLOOR MOUNTED RECEPTACLES
MACH_ELECT_FRCT_01 | Yes | Yes | FLOOR MOUNTED RECEPTACLES |  |  |  | Receptacle |  | University of San Diego | Manchester Hall | Career Development Ctr | 1 | 101
MACH_ELECT_FRCT_02 | Yes | Yes | FLOOR MOUNTED RECEPTACLES |  |  |  | Receptacle |  | University of San Diego | Manchester Hall | Undergraduate Admissions | 2 | 210
MACH_ELECT_FRCT_03 | Yes | Yes | FLOOR MOUNTED RECEPTACLES |  |  |  | Receptacle |  | University of San Diego | Manchester Hall | Graduate Admissions | 2 | 205E
MACH_ELECT_FRCT_04 | Yes | Yes | FLOOR MOUNTED RECEPTACLES |  |  |  | Receptacle |  | University of San Diego | Manchester Hall | Graduate Admissions | 2 | 205
FLUSH -2
MACH_ELECT_TCO_F2_01 | Yes | Yes | FLUSH MOUNTED TELECOMMUNICATIONS OUTLET 2 |  |  |  | Communication Outlet |  | University of San Diego | Manchester Hall | Undergraduate Admissions | 2 | 210
MACH_ELECT_TCO_F2_02 | Yes | Yes | FLUSH MOUNTED TELECOMMUNICATIONS OUTLET 2 |  |  |  | Communication Outlet |  | University of San Diego | Manchester Hall | Undergraduate Admissions | 2 | 208
MACH_ELECT_TCO_F2_03 | Yes | Yes | FLUSH MOUNTED TELECOMMUNICATIONS OUTLET 2 |  |  |  | Communication Outlet |  | University of San Diego | Manchester Hall | Undergraduate Admissions | 2 | 208
MACH_ELECT_TCO_F2_04 | Yes | Yes | FLUSH MOUNTED TELECOMMUNICATIONS OUTLET 2 |  |  |  | Communication Outlet |  | University of San Diego | Manchester Hall | Career Development Ctr | 1 | 102
MACH_ELECT_TCO_F2_05 | Yes | Yes | FLUSH MOUNTED TELECOMMUNICATIONS OUTLET 2 |  |  |  | Communication Outlet |  | University of San Diego | Manchester Hall | Career Development Ctr | 1 | 101
MACH_ELECT_TCO_F2_06 | Yes | Yes | FLUSH MOUNTED TELECOMMUNICATIONS OUTLET 2 |  |  |  | Communication Outlet |  | University of San Diego | Manchester Hall | Career Development Ctr | 1 | 101
MACH_ELECT_TCO_F2_07 | Yes | Yes | FLUSH MOUNTED TELECOMMUNICATIONS OUTLET 2 |  |  |  | Communication Outlet |  | University of San Diego | Manchester Hall | Unassigned | 1 | 100
MACH_ELECT_TCO_F2_08 | Yes | Yes | FLUSH MOUNTED TELECOMMUNICATIONS OUTLET 2 |  |  |  | Communication Outlet |  | University of San Diego | Manchester Hall | Unassigned | 1 | 100
MACH_ELECT_TCO_F2_09 | Yes | Yes | FLUSH MOUNTED TELECOMMUNICATIONS OUTLET 2 |  |  |  | Communication Outlet |  | University of San Diego | Manchester Hall | Career Development Ctr | 1 | 101
MACH_ELECT_TCO_F2_10 | Yes | Yes | FLUSH MOUNTED TELECOMMUNICATIONS OUTLET 2 |  |  |  | Communication Outlet |  | University of San Diego | Manchester Hall | Undergraduate Admissions | 1 | 100A
MACH_ELECT_TCO_F2_11 | Yes | Yes | FLUSH MOUNTED TELECOMMUNICATIONS OUTLET 2 |  |  |  | Communication Outlet |  | University of San Diego | Manchester Hall | Undergraduate Admissions | 1 | 100A
MACH_ELECT_TCO_F2_12 | Yes | Yes | FLUSH MOUNTED TELECOMMUNICATIONS OUTLET 2 |  |  |  | Communication Outlet |  | University of San Diego | Manchester Hall | Undergraduate Admissions | 1 | 100A
MACH_ELECT_TCO_F2_13 | Yes | Yes | FLUSH MOUNTED TELECOMMUNICATIONS OUTLET 2 |  |  |  | Communication Outlet |  | University of San Diego | Manchester Hall | Career Development Ctr | 1 | 109
MACH_ELECT_TCO_F2_14 | Yes | Yes | FLUSH MOUNTED TELECOMMUNICATIONS OUTLET 2 |  |  |  | Communication Outlet |  | University of San Diego | Manchester Hall | Career Development Ctr | 1 | 114
MACH_ELECT_TCO_F2_15 | Yes | Yes | FLUSH MOUNTED TELECOMMUNICATIONS OUTLET 2 |  |  |  | Communication Outlet |  | University of San Diego | Manchester Hall | Career Development Ctr | 1 | 112D
MACH_ELECT_TCO_F2_16 | Yes | Yes | FLUSH MOUNTED TELECOMMUNICATIONS OUTLET 2 |  |  |  | Communication Outlet |  | University of San Diego | Manchester Hall | Career Development Ctr | 1 | 112C
MACH_ELECT_TCO_F2_17 | Yes | Yes | FLUSH MOUNTED TELECOMMUNICATIONS OUTLET 2 |  |  |  | Communication Outlet |  | University of San Diego | Manchester Hall | Career Development Ctr | 1 | 112B
MACH_ELECT_TCO_F2_18 | Yes | Yes | FLUSH MOUNTED TELECOMMUNICATIONS OUTLET 2 |  |  |  | Communication Outlet |  | University of San Diego | Manchester Hall | Career Development Ctr | 1 | 112A
MACH_ELECT_TCO_F2_19 | Yes | Yes | FLUSH MOUNTED TELECOMMUNICATIONS OUTLET 2 |  |  |  | Communication Outlet |  | University of San Diego | Manchester Hall | Undergraduate admission | 2 | 208
MACH_ELECT_TCO_F2_20 | Yes | Yes | FLUSH MOUNTED TELECOMMUNICATIONS OUTLET 2 |  |  |  | Communication Outlet |  | University of San Diego | Manchester Hall | Undergraduate admission | 2 | 208
MACH_ELECT_TCO_F2_21 | Yes | Yes | FLUSH MOUNTED TELECOMMUNICATIONS OUTLET 2 |  |  |  | Communication Outlet |  | University of San Diego | Manchester Hall | Career Development Ctr | 2 | 203
MACH_ELECT_TCO_F2_22 | Yes | Yes | FLUSH MOUNTED TELECOMMUNICATIONS OUTLET 2 |  |  |  | Communication Outlet |  | University of San Diego | Manchester Hall | Undergraduate Admissions | 2 | 208
MACH_ELECT_TCO_F2_23 | Yes | Yes | FLUSH MOUNTED TELECOMMUNICATIONS OUTLET 2 |  |  |  | Communication Outlet |  | University of San Diego | Manchester Hall | Undergraduate Admissions | 2 | 208
MACH_ELECT_TCO_F2_24 | Yes | Yes | FLUSH MOUNTED TELECOMMUNICATIONS OUTLET 2 |  |  |  | Communication Outlet |  | University of San Diego | Manchester Hall | Undergraduate Admissions | 2 | 208
MACH_ELECT_TCO_F2_25 | Yes | Yes | FLUSH MOUNTED TELECOMMUNICATIONS OUTLET 2 |  |  |  | Communication Outlet |  | University of San Diego | Manchester Hall | Undergraduate Admissions | 2 | 208
MACH_ELECT_TCO_F2_26 | Yes | Yes | FLUSH MOUNTED TELECOMMUNICATIONS OUTLET 2 |  |  |  | Communication Outlet |  | University of San Diego | Manchester Hall | Undergraduate Admissions | 2 | 208
MACH_ELECT_TCO_F2_27 | Yes | Yes | FLUSH MOUNTED TELECOMMUNICATIONS OUTLET 2 |  |  |  | Communication Outlet |  | University of San Diego | Manchester Hall | Undergraduate Admissions | 2 | 208
MACH_ELECT_TCO_F2_28 | Yes | Yes | FLUSH MOUNTED TELECOMMUNICATIONS OUTLET 2 |  |  |  | Communication Outlet |  | University of San Diego | Manchester Hall | Undergraduate Admissions | 2 | 208
MACH_ELECT_TCO_F2_29 | Yes | Yes | FLUSH MOUNTED TELECOMMUNICATIONS OUTLET 2 |  |  |  | Communication Outlet |  | University of San Diego | Manchester Hall | Undergraduate Admissions | 2 | 208
MACH_ELECT_TCO_F2_30 | Yes | Yes | FLUSH MOUNTED TELECOMMUNICATIONS OUTLET 2 |  |  |  | Communication Outlet |  | University of San Diego | Manchester Hall | Undergraduate Admissions | 2 | 208
MACH_ELECT_TCO_F2_31 | Yes | Yes | FLUSH MOUNTED TELECOMMUNICATIONS OUTLET 2 |  |  |  | Communication Outlet |  | University of San Diego | Manchester Hall | Undergraduate Admissions | 2 | 208
MACH_ELECT_TCO_F2_32 | Yes | Yes | FLUSH MOUNTED TELECOMMUNICATIONS OUTLET 2 |  |  |  | Communication Outlet |  | University of San Diego | Manchester Hall | Undergraduate Admissions | 2 | 208
MACH_ELECT_TCO_F2_33 | Yes | Yes | FLUSH MOUNTED TELECOMMUNICATIONS OUTLET 2 |  |  |  | Communication Outlet |  | University of San Diego | Manchester Hall | Undergraduate Admissions | 2 | 208
MACH_ELECT_TCO_F2_34 | Yes | Yes | FLUSH MOUNTED TELECOMMUNICATIONS OUTLET 2 |  |  |  | Communication Outlet |  | University of San Diego | Manchester Hall | Undergraduate Admissions | 2 | 208
MACH_ELECT_TCO_F2_35 | Yes | Yes | FLUSH MOUNTED TELECOMMUNICATIONS OUTLET 2 |  |  |  | Communication Outlet |  | University of San Diego | Manchester Hall | Undergraduate Admissions | 2 | 208
MACH_ELECT_TCO_F2_36 | Yes | Yes | FLUSH MOUNTED TELECOMMUNICATIONS OUTLET 2 |  |  |  | Communication Outlet |  | University of San Diego | Manchester Hall | Undergraduate Admissions | 2 | 208
FLUSH -4
MACH_ELECT_TCO_F4_01 | Yes | Yes | FLUSH MOUNTED TELECOMMUNICATIONS OUTLET 4 |  |  |  | Communication Outlet |  | University of San Diego | Manchester Hall | Career Development Ctr | 1 | 101B
MACH_ELECT_TCO_F4_02 | Yes | Yes | FLUSH MOUNTED TELECOMMUNICATIONS OUTLET 4 |  |  |  | Communication Outlet |  | University of San Diego | Manchester Hall | Career Development Ctr | 1 | 101B
MACH_ELECT_TCO_F4_03 | Yes | Yes | FLUSH MOUNTED TELECOMMUNICATIONS OUTLET 4 |  |  |  | Communication Outlet |  | University of San Diego | Manchester Hall | Career Development Ctr | 1 | 101A
MACH_ELECT_TCO_F4_04 | Yes | Yes | FLUSH MOUNTED TELECOMMUNICATIONS OUTLET 4 |  |  |  | Communication Outlet |  | University of San Diego | Manchester Hall | Career Development Ctr | 1 | 101A
MACH_ELECT_TCO_F4_05 | Yes | Yes | FLUSH MOUNTED TELECOMMUNICATIONS OUTLET 4 |  |  |  | Communication Outlet |  | University of San Diego | Manchester Hall | Career Development Ctr | 1 | 101
MACH_ELECT_TCO_F4_06 | Yes | Yes | FLUSH MOUNTED TELECOMMUNICATIONS OUTLET 4 |  |  |  | Communication Outlet |  | University of San Diego | Manchester Hall | Undergraduate Admissions | 2 | 201D
MACH_ELECT_TCO_F4_07 | Yes | Yes | FLUSH MOUNTED TELECOMMUNICATIONS OUTLET 4 |  |  |  | Communication Outlet |  | University of San Diego | Manchester Hall | Undergraduate Admissions | 2 | 201C
MACH_ELECT_TCO_F4_08 | Yes | Yes | FLUSH MOUNTED TELECOMMUNICATIONS OUTLET 4 |  |  |  | Communication Outlet |  | University of San Diego | Manchester Hall | Undergraduate Admissions | 2 | 201C
MACH_ELECT_TCO_F4_09 | Yes | Yes | FLUSH MOUNTED TELECOMMUNICATIONS OUTLET 4 |  |  |  | Communication Outlet |  | University of San Diego | Manchester Hall | Undergraduate Admissions | 2 | 201B
MACH_ELECT_TCO_F4_10 | Yes | Yes | FLUSH MOUNTED TELECOMMUNICATIONS OUTLET 4 |  |  |  | Communication Outlet |  | University of San Diego | Manchester Hall | Undergraduate Admissions | 2 | 201B
MACH_ELECT_TCO_F4_11 | Yes | Yes | FLUSH MOUNTED TELECOMMUNICATIONS OUTLET 4 |  |  |  | Communication Outlet |  | University of San Diego | Manchester Hall | Undergraduate Admissions | 2 | 201A
MACH_ELECT_TCO_F4_12 | Yes | Yes | FLUSH MOUNTED TELECOMMUNICATIONS OUTLET 4 |  |  |  | Communication Outlet |  | University of San Diego | Manchester Hall | Undergraduate Admissions | 2 | 201A
MACH_ELECT_TCO_F4_13 | Yes | Yes | FLUSH MOUNTED TELECOMMUNICATIONS OUTLET 4 |  |  |  | Communication Outlet |  | University of San Diego | Manchester Hall | Undergraduate Admissions | 2 | 201
MACH_ELECT_TCO_F4_14 | Yes | Yes | FLUSH MOUNTED TELECOMMUNICATIONS OUTLET 4 |  |  |  | Communication Outlet |  | University of San Diego | Manchester Hall | Undergraduate Admissions | 2 | 201D
MACH_ELECT_TCO_F4_15 | Yes | Yes | FLUSH MOUNTED TELECOMMUNICATIONS OUTLET 4 |  |  |  | Communication Outlet |  | University of San Diego | Manchester Hall | Undergraduate Admissions | 2 | 201E
MACH_ELECT_TCO_F4_16 | Yes | Yes | FLUSH MOUNTED TELECOMMUNICATIONS OUTLET 4 |  |  |  | Communication Outlet |  | University of San Diego | Manchester Hall | Undergraduate Admissions | 2 | 201E
MACH_ELECT_TCO_F4_17 | Yes | Yes | FLUSH MOUNTED TELECOMMUNICATIONS OUTLET 4 |  |  |  | Communication Outlet |  | University of San Diego | Manchester Hall | Undergraduate Admissions | 2 | 201F
MACH_ELECT_TCO_F4_18 | Yes | Yes | FLUSH MOUNTED TELECOMMUNICATIONS OUTLET 4 |  |  |  | Communication Outlet |  | University of San Diego | Manchester Hall | Undergraduate Admissions | 2 | 201F
MACH_ELECT_TCO_F4_19 | Yes | Yes | FLUSH MOUNTED TELECOMMUNICATIONS OUTLET 4 |  |  |  | Communication Outlet |  | University of San Diego | Manchester Hall | Undergraduate Admissions | 2 | 201F
MACH_ELECT_TCO_F4_20 | Yes | Yes | FLUSH MOUNTED TELECOMMUNICATIONS OUTLET 4 |  |  |  | Communication Outlet |  | University of San Diego | Manchester Hall | Career Development Ctr | 2 | 202A
MACH_ELECT_TCO_F4_21 | Yes | Yes | FLUSH MOUNTED TELECOMMUNICATIONS OUTLET 4 |  |  |  | Communication Outlet |  | University of San Diego | Manchester Hall | Career Development Ctr | 2 | 202B
MACH_ELECT_TCO_F4_22 | Yes | Yes | FLUSH MOUNTED TELECOMMUNICATIONS OUTLET 4 |  |  |  | Communication Outlet |  | University of San Diego | Manchester Hall | Career Development Ctr | 2 | 202A
MACH_ELECT_TCO_F4_23 | Yes | Yes | FLUSH MOUNTED TELECOMMUNICATIONS OUTLET 4 |  |  |  | Communication Outlet |  | University of San Diego | Manchester Hall | Career Development Ctr | 2 | 202B
MACH_ELECT_TCO_F4_24 | Yes | Yes | FLUSH MOUNTED TELECOMMUNICATIONS OUTLET 4 |  |  |  | Communication Outlet |  | University of San Diego | Manchester Hall | Career Development Ctr | 2 | 202C
MACH_ELECT_TCO_F4_25 | Yes | Yes | FLUSH MOUNTED TELECOMMUNICATIONS OUTLET 4 |  |  |  | Communication Outlet |  | University of San Diego | Manchester Hall | Career Development Ctr | 2 | 202C
MACH_ELECT_TCO_F4_26 | Yes | Yes | FLUSH MOUNTED TELECOMMUNICATIONS OUTLET 4 |  |  |  | Communication Outlet |  | University of San Diego | Manchester Hall | Career Development Ctr | 2 | 202
MACH_ELECT_TCO_F4_27 | Yes | Yes | FLUSH MOUNTED TELECOMMUNICATIONS OUTLET 4 |  |  |  | Communication Outlet |  | University of San Diego | Manchester Hall | Career Development Ctr | 2 | 202E
MACH_ELECT_TCO_F4_28 | Yes | Yes | FLUSH MOUNTED TELECOMMUNICATIONS OUTLET 4 |  |  |  | Communication Outlet |  | University of San Diego | Manchester Hall | Career Development Ctr | 2 | 202E
MACH_ELECT_TCO_F4_29 | Yes | Yes | FLUSH MOUNTED TELECOMMUNICATIONS OUTLET 4 |  |  |  | Communication Outlet |  | University of San Diego | Manchester Hall | Career Development Ctr | 2 | 202D
MACH_ELECT_TCO_F4_30 | Yes | Yes | FLUSH MOUNTED TELECOMMUNICATIONS OUTLET 4 |  |  |  | Communication Outlet |  | University of San Diego | Manchester Hall | Career Development Ctr | 2 | 202D
MACH_ELECT_TCO_F4_31 | Yes | Yes | FLUSH MOUNTED TELECOMMUNICATIONS OUTLET 4 |  |  |  | Communication Outlet |  | University of San Diego | Manchester Hall | Undergraduate admission | 2 | 208A
MACH_ELECT_TCO_F4_32 | Yes | Yes | FLUSH MOUNTED TELECOMMUNICATIONS OUTLET 4 |  |  |  | Communication Outlet |  | University of San Diego | Manchester Hall | Undergraduate admission | 2 | 208A
MACH_ELECT_TCO_F4_33 | Yes | Yes | FLUSH MOUNTED TELECOMMUNICATIONS OUTLET 4 |  |  |  | Communication Outlet |  | University of San Diego | Manchester Hall | Undergraduate admission | 2 | 208A
MACH_ELECT_TCO_F4_34 | Yes | Yes | FLUSH MOUNTED TELECOMMUNICATIONS OUTLET 4 |  |  |  | Communication Outlet |  | University of San Diego | Manchester Hall | Undergraduate admission | 2 | 208
MACH_ELECT_TCO_F4_35 | Yes | Yes | FLUSH MOUNTED TELECOMMUNICATIONS OUTLET 4 |  |  |  | Communication Outlet |  | University of San Diego | Manchester Hall | Undergraduate admission | 2 | 208
MACH_ELECT_TCO_F4_36 | Yes | Yes | FLUSH MOUNTED TELECOMMUNICATIONS OUTLET 4 |  |  |  | Communication Outlet |  | University of San Diego | Manchester Hall | Career Development Ctr | 2 | 203
MACH_ELECT_TCO_F4_37 | Yes | Yes | FLUSH MOUNTED TELECOMMUNICATIONS OUTLET 4 |  |  |  | Communication Outlet |  | University of San Diego | Manchester Hall | Undergraduate admission | 2 | 208B
MACH_ELECT_TCO_F4_38 | Yes | Yes | FLUSH MOUNTED TELECOMMUNICATIONS OUTLET 4 |  |  |  | Communication Outlet |  | University of San Diego | Manchester Hall | Undergraduate admission | 2 | 208B
MACH_ELECT_TCO_F4_39 | Yes | Yes | FLUSH MOUNTED TELECOMMUNICATIONS OUTLET 4 |  |  |  | Communication Outlet |  | University of San Diego | Manchester Hall | Unassigned | 2 | 208C
MACH_ELECT_TCO_F4_40 | Yes | Yes | FLUSH MOUNTED TELECOMMUNICATIONS OUTLET 4 |  |  |  | Communication Outlet |  | University of San Diego | Manchester Hall | Unassigned | 2 | 208C
MACH_ELECT_TCO_F4_41 | Yes | Yes | FLUSH MOUNTED TELECOMMUNICATIONS OUTLET 4 |  |  |  | Communication Outlet |  | University of San Diego | Manchester Hall | Career Development Ctr | 1 | 101
MACH_ELECT_TCO_F4_42 | Yes | Yes | FLUSH MOUNTED TELECOMMUNICATIONS OUTLET 4 |  |  |  | Communication Outlet |  | University of San Diego | Manchester Hall | Career Development Ctr | 1 | 101
MACH_ELECT_TCO_F4_43 | Yes | Yes | FLUSH MOUNTED TELECOMMUNICATIONS OUTLET 4 |  |  |  | Communication Outlet |  | University of San Diego | Manchester Hall | Career Development Ctr | 1 | 101
MACH_ELECT_TCO_F4_44 | Yes | Yes | FLUSH MOUNTED TELECOMMUNICATIONS OUTLET 4 |  |  |  | Communication Outlet |  | University of San Diego | Manchester Hall | Career Development Ctr | 1 | 1000
MACH_ELECT_TCO_F4_45 | Yes | Yes | FLUSH MOUNTED TELECOMMUNICATIONS OUTLET 4 |  |  |  | Communication Outlet |  | University of San Diego | Manchester Hall | Career Development Ctr | 1 | 1000
MACH_ELECT_TCO_F4_46 | Yes | Yes | FLUSH MOUNTED TELECOMMUNICATIONS OUTLET 4 |  |  |  | Communication Outlet |  | University of San Diego | Manchester Hall | Career Development Ctr | 1 | 102B
MACH_ELECT_TCO_F4_47 | Yes | Yes | FLUSH MOUNTED TELECOMMUNICATIONS OUTLET 4 |  |  |  | Communication Outlet |  | University of San Diego | Manchester Hall | Career Development Ctr | 1 | 102B
MACH_ELECT_TCO_F4_48 | Yes | Yes | FLUSH MOUNTED TELECOMMUNICATIONS OUTLET 4 |  |  |  | Communication Outlet |  | University of San Diego | Manchester Hall | Career Development Ctr | 1 | 102C
MACH_ELECT_TCO_F4_49 | Yes | Yes | FLUSH MOUNTED TELECOMMUNICATIONS OUTLET 4 |  |  |  | Communication Outlet |  | University of San Diego | Manchester Hall | Career Development Ctr | 1 | 102C
MACH_ELECT_TCO_F4_50 | Yes | Yes | FLUSH MOUNTED TELECOMMUNICATIONS OUTLET 4 |  |  |  | Communication Outlet |  | University of San Diego | Manchester Hall | Career Development Ctr | 1 | 102D
MACH_ELECT_TCO_F4_51 | Yes | Yes | FLUSH MOUNTED TELECOMMUNICATIONS OUTLET 4 |  |  |  | Communication Outlet |  | University of San Diego | Manchester Hall | Career Development Ctr | 1 | 102D
MACH_ELECT_TCO_F4_52 | Yes | Yes | FLUSH MOUNTED TELECOMMUNICATIONS OUTLET 4 |  |  |  | Communication Outlet |  | University of San Diego | Manchester Hall | Career Development Ctr | 1 | 102E
MACH_ELECT_TCO_F4_53 | Yes | Yes | FLUSH MOUNTED TELECOMMUNICATIONS OUTLET 4 |  |  |  | Communication Outlet |  | University of San Diego | Manchester Hall | Career Development Ctr | 1 | 102E
MACH_ELECT_TCO_F4_54 | Yes | Yes | FLUSH MOUNTED TELECOMMUNICATIONS OUTLET 4 |  |  |  | Communication Outlet |  | University of San Diego | Manchester Hall | Career Development Ctr | 1 | 102F
MACH_ELECT_TCO_F4_55 | Yes | Yes | FLUSH MOUNTED TELECOMMUNICATIONS OUTLET 4 |  |  |  | Communication Outlet |  | University of San Diego | Manchester Hall | Career Development Ctr | 1 | 102
MACH_ELECT_TCO_F4_56 | Yes | Yes | FLUSH MOUNTED TELECOMMUNICATIONS OUTLET 4 |  |  |  | Communication Outlet |  | University of San Diego | Manchester Hall | Career Development Ctr | 1 | 101
MACH_ELECT_TCO_F4_57 | Yes | Yes | FLUSH MOUNTED TELECOMMUNICATIONS OUTLET 4 |  |  |  | Communication Outlet |  | University of San Diego | Manchester Hall | Career Development Ctr | 1 | 101
MACH_ELECT_TCO_F4_58 | Yes | Yes | FLUSH MOUNTED TELECOMMUNICATIONS OUTLET 4 |  |  |  | Communication Outlet |  | University of San Diego | Manchester Hall | Career Development Ctr | 1 | 101
MACH_ELECT_TCO_F4_59 | Yes | Yes | FLUSH MOUNTED TELECOMMUNICATIONS OUTLET 4 |  |  |  | Communication Outlet |  | University of San Diego | Manchester Hall | Career Development Ctr | 1 | 101
MACH_ELECT_TCO_F4_60 | Yes | Yes | FLUSH MOUNTED TELECOMMUNICATIONS OUTLET 4 |  |  |  | Communication Outlet |  | University of San Diego | Manchester Hall | Career Development Ctr | 1 | 111
MACH_ELECT_TCO_F4_61 | Yes | Yes | FLUSH MOUNTED TELECOMMUNICATIONS OUTLET 4 |  |  |  | Communication Outlet |  | University of San Diego | Manchester Hall | Career Development Ctr | 1 | 109A
MACH_ELECT_TCO_F4_62 | Yes | Yes | FLUSH MOUNTED TELECOMMUNICATIONS OUTLET 4 |  |  |  | Communication Outlet |  | University of San Diego | Manchester Hall | Career Development Ctr | 1 | 109A
MACH_ELECT_TCO_F4_63 | Yes | Yes | FLUSH MOUNTED TELECOMMUNICATIONS OUTLET 4 |  |  |  | Communication Outlet |  | University of San Diego | Manchester Hall | Career Development Ctr | 1 | 111
MACH_ELECT_TCO_F4_64 | Yes | Yes | FLUSH MOUNTED TELECOMMUNICATIONS OUTLET 4 |  |  |  | Communication Outlet |  | University of San Diego | Manchester Hall | Career Development Ctr | 1 | 109B
MACH_ELECT_TCO_F4_65 | Yes | Yes | FLUSH MOUNTED TELECOMMUNICATIONS OUTLET 4 |  |  |  | Communication Outlet |  | University of San Diego | Manchester Hall | Career Development Ctr | 1 | 114
MACH_ELECT_TCO_F4_66 | Yes | Yes | FLUSH MOUNTED TELECOMMUNICATIONS OUTLET 4 |  |  |  | Communication Outlet |  | University of San Diego | Manchester Hall | Career Development Ctr | 1 | 114
MACH_ELECT_TCO_F4_67 | Yes | Yes | FLUSH MOUNTED TELECOMMUNICATIONS OUTLET 4 |  |  |  | Communication Outlet |  | University of San Diego | Manchester Hall | Career Development Ctr | 1 | 112D
MACH_ELECT_TCO_F4_68 | Yes | Yes | FLUSH MOUNTED TELECOMMUNICATIONS OUTLET 4 |  |  |  | Communication Outlet |  | University of San Diego | Manchester Hall | Career Development Ctr | 1 | 112C
MACH_ELECT_TCO_F4_69 | Yes | Yes | FLUSH MOUNTED TELECOMMUNICATIONS OUTLET 4 |  |  |  | Communication Outlet |  | University of San Diego | Manchester Hall | Career Development Ctr | 1 | 112C
MACH_ELECT_TCO_F4_70 | Yes | Yes | FLUSH MOUNTED TELECOMMUNICATIONS OUTLET 4 |  |  |  | Communication Outlet |  | University of San Diego | Manchester Hall | Career Development Ctr | 1 | 112B
MACH_ELECT_TCO_F4_71 | Yes | Yes | FLUSH MOUNTED TELECOMMUNICATIONS OUTLET 4 |  |  |  | Communication Outlet |  | University of San Diego | Manchester Hall | Career Development Ctr | 1 | 112B
MACH_ELECT_TCO_F4_72 | Yes | Yes | FLUSH MOUNTED TELECOMMUNICATIONS OUTLET 4 |  |  |  | Communication Outlet |  | University of San Diego | Manchester Hall | Career Development Ctr | 1 | 112A
MACH_ELECT_TCO_F4_73 | Yes | Yes | FLUSH MOUNTED TELECOMMUNICATIONS OUTLET 4 |  |  |  | Communication Outlet |  | University of San Diego | Manchester Hall | Career Development Ctr | 1 | 112A
MACH_ELECT_TCO_F4_74 | Yes | Yes | FLUSH MOUNTED TELECOMMUNICATIONS OUTLET 2 |  |  |  | Communication Outlet |  | University of San Diego | Manchester Hall | Career Development Ctr | 1 | 112D
MACH_ELECT_TCO_F4_75 | Yes | Yes | FLUSH MOUNTED TELECOMMUNICATIONS OUTLET 4 |  |  |  | Communication Outlet |  | University of San Diego | Manchester Hall | Undergraduate Admissions | 1 | 100A
MACH_ELECT_TCO_F4_76 | Yes | Yes | FLUSH MOUNTED TELECOMMUNICATIONS OUTLET 4 |  |  |  | Communication Outlet |  | University of San Diego | Manchester Hall | Undergraduate Admissions | 1 | 100A
MACH_ELECT_TCO_F4_77 | Yes | Yes | FLUSH MOUNTED TELECOMMUNICATIONS OUTLET 4 |  |  |  | Communication Outlet |  | University of San Diego | Manchester Hall | Undergraduate Admissions | 1 | 100A
MACH_ELECT_TCO_F4_78 | Yes | Yes | FLUSH MOUNTED TELECOMMUNICATIONS OUTLET 4 |  |  |  | Communication Outlet |  | University of San Diego | Manchester Hall | Undergraduate admission | 2 | 208
MACH_ELECT_TCO_F4_79 | Yes | Yes | FLUSH MOUNTED TELECOMMUNICATIONS OUTLET 4 |  |  |  | Communication Outlet |  | University of San Diego | Manchester Hall | Undergraduate admission | 2 | 208
MACH_ELECT_TCO_F4_80 | Yes | Yes | FLUSH MOUNTED TELECOMMUNICATIONS OUTLET 4 |  |  |  | Communication Outlet |  | University of San Diego | Manchester Hall | Graduate Admissions | 2 | 205E
MACH_ELECT_TCO_F4_81 | Yes | Yes | FLUSH MOUNTED TELECOMMUNICATIONS OUTLET 4 |  |  |  | Communication Outlet |  | University of San Diego | Manchester Hall | Graduate Admissions | 2 | 205C
MACH_ELECT_TCO_F4_82 | Yes | Yes | FLUSH MOUNTED TELECOMMUNICATIONS OUTLET 4 |  |  |  | Communication Outlet |  | University of San Diego | Manchester Hall | Graduate Admissions | 2 | 205E
MACH_ELECT_TCO_F4_83 | Yes | Yes | FLUSH MOUNTED TELECOMMUNICATIONS OUTLET 4 |  |  |  | Communication Outlet |  | University of San Diego | Manchester Hall | Graduate Admissions | 2 | 205E
MACH_ELECT_TCO_F4_84 | Yes | Yes | FLUSH MOUNTED TELECOMMUNICATIONS OUTLET 4 |  |  |  | Communication Outlet |  | University of San Diego | Manchester Hall | Graduate Admissions | 2 | 205E
MACH_ELECT_TCO_F4_85 | Yes | Yes | FLUSH MOUNTED TELECOMMUNICATIONS OUTLET 4 |  |  |  | Communication Outlet |  | University of San Diego | Manchester Hall | Graduate Admissions | 2 | 205C
MACH_ELECT_TCO_F4_86 | Yes | Yes | FLUSH MOUNTED TELECOMMUNICATIONS OUTLET 4 |  |  |  | Communication Outlet |  | University of San Diego | Manchester Hall | Graduate Admissions | 2 | 205B
MACH_ELECT_TCO_F4_87 | Yes | Yes | FLUSH MOUNTED TELECOMMUNICATIONS OUTLET 4 |  |  |  | Communication Outlet |  | University of San Diego | Manchester Hall | Graduate Admissions | 2 | 205B
MACH_ELECT_TCO_F4_88 | Yes | Yes | FLUSH MOUNTED TELECOMMUNICATIONS OUTLET 4 |  |  |  | Communication Outlet |  | University of San Diego | Manchester Hall | Graduate Admissions | 2 | 205A
MACH_ELECT_TCO_F4_89 | Yes | Yes | FLUSH MOUNTED TELECOMMUNICATIONS OUTLET 4 |  |  |  | Communication Outlet |  | University of San Diego | Manchester Hall | Unassigned | 2 | 2001
MACH_ELECT_TCO_F4_90 | Yes | Yes | FLUSH MOUNTED TELECOMMUNICATIONS OUTLET 4 |  |  |  | Communication Outlet |  | University of San Diego | Manchester Hall | Graduate Admissions | 2 | 205D
MACH_ELECT_TCO_F4_91 | Yes | Yes | FLUSH MOUNTED TELECOMMUNICATIONS OUTLET 4 |  |  |  | Communication Outlet |  | University of San Diego | Manchester Hall | Graduate Admissions | 2 | 205D
MACH_ELECT_TCO_F4_92 | Yes | Yes | FLUSH MOUNTED TELECOMMUNICATIONS OUTLET 4 |  |  |  | Communication Outlet |  | University of San Diego | Manchester Hall | Graduate Admissions | 2 | 205D
MACH_ELECT_TCO_F4_93 | Yes | Yes | FLUSH MOUNTED TELECOMMUNICATIONS OUTLET 4 |  |  |  | Communication Outlet |  | University of San Diego | Manchester Hall | Graduate Admissions | 2 | 205
MACH_ELECT_TCO_F4_94 | Yes | Yes | FLUSH MOUNTED TELECOMMUNICATIONS OUTLET 4 |  |  |  | Communication Outlet |  | University of San Diego | Manchester Hall | Unassigned | 2 | 2001
MACH_ELECT_TCO_F4_95 | Yes | Yes | FLUSH MOUNTED TELECOMMUNICATIONS OUTLET 4 |  |  |  | Communication Outlet |  | University of San Diego | Manchester Hall | Graduate Admissions | 2 | 205
K TYPE
MACH_ELECT_KT_01 | Yes | Yes | PORCELAIN KEYLESS SOCKET |  |  | Electrical | Socket |  | University of San Diego | Manchester Hall | Unassigned | 1 | 110
MOTOR RATED TOGGLE SWITCH
MACH_ELECT_MTS_01 | Yes | Yes | MOTOR RATED TOGGLE SWITCH |  |  |  | Motor Switch |  | University of San Diego | Manchester Hall | Career Development Ctr | 1 | 101
MACH_ELECT_MTS_02 | Yes | Yes | MOTOR RATED TOGGLE SWITCH |  |  |  | Motor Switch |  | University of San Diego | Manchester Hall | Career Development Ctr | 1 | 101
MACH_ELECT_MTS_03 | Yes | Yes | MOTOR RATED TOGGLE SWITCH |  |  |  | Motor Switch |  | University of San Diego | Manchester Hall | Career Development Ctr | 1 | 101C
MACH_ELECT_MTS_04 | Yes | Yes | MOTOR RATED TOGGLE SWITCH |  |  |  | Motor Switch |  | University of San Diego | Manchester Hall | Career Development Ctr | 1 | 109B
MACH_ELECT_MTS_05 | Yes | Yes | MOTOR RATED TOGGLE SWITCH |  |  |  | Motor Switch |  | University of San Diego | Manchester Hall | Career Development Ctr | 1 | 109B
MACH_ELECT_MTS_06 | Yes | Yes | MOTOR RATED TOGGLE SWITCH |  |  |  | Motor Switch |  | University of San Diego | Manchester Hall | Career Development Ctr | 1 | 112
MACH_ELECT_MTS_07 | Yes | Yes | MOTOR RATED TOGGLE SWITCH |  |  |  | Motor Switch |  | University of San Diego | Manchester Hall | Career Development Ctr | 1 | 102C
MACH_ELECT_MTS_08 | Yes | Yes | MOTOR RATED TOGGLE SWITCH |  |  |  | Motor Switch |  | University of San Diego | Manchester Hall | Career Development Ctr | 1 | 102E
MACH_ELECT_MTS_09 | Yes | Yes | MOTOR RATED TOGGLE SWITCH |  |  |  | Motor Switch |  | University of San Diego | Manchester Hall | Undergraduate Admissions | 2 | 201D
MACH_ELECT_MTS_10 | Yes | Yes | MOTOR RATED TOGGLE SWITCH |  |  |  | Motor Switch |  | University of San Diego | Manchester Hall | Career Development Ctr | 2 | 202E
MACH_ELECT_MTS_11 | Yes | Yes | MOTOR RATED TOGGLE SWITCH |  |  |  | Motor Switch |  | University of San Diego | Manchester Hall | Undergraduate Admissions | 2 | 201A
MACH_ELECT_MTS_12 | Yes | Yes | MOTOR RATED TOGGLE SWITCH |  |  |  | Motor Switch |  | University of San Diego | Manchester Hall | Graduate Admissions | 2 | 205
MACH_ELECT_MTS_13 | Yes | Yes | MOTOR RATED TOGGLE SWITCH |  |  |  | Motor Switch |  | University of San Diego | Manchester Hall | Undergraduate Admissions | 2 | 208
MACH_ELECT_MTS_14 | Yes | Yes | MOTOR RATED TOGGLE SWITCH |  |  |  | Motor Switch |  | University of San Diego | Manchester Hall | Undergraduate Admissions | 2 | 208D
MACH_ELECT_MTS_15 | Yes | Yes | MOTOR RATED TOGGLE SWITCH |  |  |  | Motor Switch |  | University of San Diego | Manchester Hall | Undergraduate Admissions | 2 | 208
MACH_ELECT_MTS_16 | Yes | Yes | MOTOR RATED TOGGLE SWITCH |  |  |  | Motor Switch |  | University of San Diego | Manchester Hall | Undergraduate admission | 2 | 208
MACH_ELECT_MTS_17 | Yes | Yes | MOTOR RATED TOGGLE SWITCH |  |  |  | Motor Switch |  | University of San Diego | Manchester Hall | Undergraduate Admissions | 2 | 210
MACH_ELECT_MTS_18 | Yes | Yes | MOTOR RATED TOGGLE SWITCH |  |  |  | Motor Switch |  | University of San Diego | Manchester Hall | Career Development Ctr | 2 | 202C
MACH_ELECT_MTS_19 | Yes | Yes | MOTOR RATED TOGGLE SWITCH |  |  |  | Motor Switch |  | University of San Diego | Manchester Hall | Undergraduate Admissions | 2 | 201B
MACH_ELECT_MTS_20 | Yes | Yes | MOTOR RATED TOGGLE SWITCH |  |  |  | Motor Switch |  | University of San Diego | Manchester Hall | Career Development Ctr | 1 | 114
Plug Load
MACH_ELECT_PL_01 | Yes | Yes | DIGITAL PLUG LOAD ROOM CONTROLLER | LMPL-101 |  | Electrical | LOAD ROOM CONTROLLER | WATTSTOPPER | University of San Diego | Manchester Hall | Career Development Ctr | 1 | 101B
MACH_ELECT_PL_02 | Yes | Yes | DIGITAL PLUG LOAD ROOM CONTROLLER | LMPL-101 |  | Electrical | LOAD ROOM CONTROLLER | WATTSTOPPER | University of San Diego | Manchester Hall | Career Development Ctr | 1 | 101A
MACH_ELECT_PL_03 | Yes | Yes | DIGITAL PLUG LOAD ROOM CONTROLLER | LMPL-101 |  | Electrical | LOAD ROOM CONTROLLER | WATTSTOPPER | University of San Diego | Manchester Hall | Career Development Ctr | 1 | 101
MACH_ELECT_PL_04 | Yes | Yes | DIGITAL PLUG LOAD ROOM CONTROLLER | LMPL-101 |  | Electrical | LOAD ROOM CONTROLLER | WATTSTOPPER | University of San Diego | Manchester Hall | Career Development Ctr | 1 | 101
MACH_ELECT_PL_05 | Yes | Yes | DIGITAL PLUG LOAD ROOM CONTROLLER | LMPL-101 |  | Electrical | LOAD ROOM CONTROLLER | WATTSTOPPER | University of San Diego | Manchester Hall | Career Development Ctr | 1 | 101
MACH_ELECT_PL_06 | Yes | Yes | DIGITAL PLUG LOAD ROOM CONTROLLER | LMPL-101 |  | Electrical | LOAD ROOM CONTROLLER | WATTSTOPPER | University of San Diego | Manchester Hall | Career Development Ctr | 1 | 109A
MACH_ELECT_PL_07 | Yes | Yes | DIGITAL PLUG LOAD ROOM CONTROLLER | LMPL-101 |  | Electrical | LOAD ROOM CONTROLLER | WATTSTOPPER | University of San Diego | Manchester Hall | Career Development Ctr | 1 | 111
MACH_ELECT_PL_08 | Yes | Yes | DIGITAL PLUG LOAD ROOM CONTROLLER | LMPL-101 |  | Electrical | LOAD ROOM CONTROLLER | WATTSTOPPER | University of San Diego | Manchester Hall | Career Development Ctr | 1 | 109B
MACH_ELECT_PL_09 | Yes | Yes | DIGITAL PLUG LOAD ROOM CONTROLLER | LMPL-101 |  | Electrical | LOAD ROOM CONTROLLER | WATTSTOPPER | University of San Diego | Manchester Hall | Career Development Ctr | 1 | 114
MACH_ELECT_PL_10 | Yes | Yes | DIGITAL PLUG LOAD ROOM CONTROLLER | LMPL-101 |  | Electrical | LOAD ROOM CONTROLLER | WATTSTOPPER | University of San Diego | Manchester Hall | Career Development Ctr | 1 | 112D
MACH_ELECT_PL_11 | Yes | Yes | DIGITAL PLUG LOAD ROOM CONTROLLER | LMPL-101 |  | Electrical | LOAD ROOM CONTROLLER | WATTSTOPPER | University of San Diego | Manchester Hall | Career Development Ctr | 1 | 112C
MACH_ELECT_PL_12 | Yes | Yes | DIGITAL PLUG LOAD ROOM CONTROLLER | LMPL-101 |  | Electrical | LOAD ROOM CONTROLLER | WATTSTOPPER | University of San Diego | Manchester Hall | Career Development Ctr | 1 | 112B
MACH_ELECT_PL_13 | Yes | Yes | DIGITAL PLUG LOAD ROOM CONTROLLER | LMPL-101 |  | Electrical | LOAD ROOM CONTROLLER | WATTSTOPPER | University of San Diego | Manchester Hall | Career Development Ctr | 1 | 112A
MACH_ELECT_PL_14 | Yes | Yes | DIGITAL PLUG LOAD ROOM CONTROLLER | LMPL-101 |  | Electrical | LOAD ROOM CONTROLLER | WATTSTOPPER | University of San Diego | Manchester Hall | Career Development Ctr | 1 | 102F
MACH_ELECT_PL_15 | Yes | Yes | DIGITAL PLUG LOAD ROOM CONTROLLER | LMPL-101 |  | Electrical | LOAD ROOM CONTROLLER | WATTSTOPPER | University of San Diego | Manchester Hall | Career Development Ctr | 1 | 102E
MACH_ELECT_PL_16 | Yes | Yes | DIGITAL PLUG LOAD ROOM CONTROLLER | LMPL-101 |  | Electrical | LOAD ROOM CONTROLLER | WATTSTOPPER | University of San Diego | Manchester Hall | Career Development Ctr | 1 | 102D
MACH_ELECT_PL_17 | Yes | Yes | DIGITAL PLUG LOAD ROOM CONTROLLER | LMPL-101 |  | Electrical | LOAD ROOM CONTROLLER | WATTSTOPPER | University of San Diego | Manchester Hall | Career Development Ctr | 1 | 102C
MACH_ELECT_PL_18 | Yes | Yes | DIGITAL PLUG LOAD ROOM CONTROLLER | LMPL-101 |  | Electrical | LOAD ROOM CONTROLLER | WATTSTOPPER | University of San Diego | Manchester Hall | Career Development Ctr | 1 | 102B
MACH_ELECT_PL_19 | Yes | Yes | DIGITAL PLUG LOAD ROOM CONTROLLER | LMPL-101 |  | Electrical | LOAD ROOM CONTROLLER | WATTSTOPPER | University of San Diego | Manchester Hall | Career Development Ctr | 1 | 1000
MACH_ELECT_PL_20 | Yes | Yes | DIGITAL PLUG LOAD ROOM CONTROLLER | LMPL-101 |  | Electrical | LOAD ROOM CONTROLLER | WATTSTOPPER | University of San Diego | Manchester Hall | Unassigned | 1 | 100
MACH_ELECT_PL_21 | Yes | Yes | DIGITAL PLUG LOAD ROOM CONTROLLER | LMPL-101 |  | Electrical | LOAD ROOM CONTROLLER | WATTSTOPPER | University of San Diego | Manchester Hall | Undergraduate Admissions | 2 | 201C
MACH_ELECT_PL_22 | Yes | Yes | DIGITAL PLUG LOAD ROOM CONTROLLER | LMPL-101 |  | Electrical | LOAD ROOM CONTROLLER | WATTSTOPPER | University of San Diego | Manchester Hall | Undergraduate Admissions | 2 | 201B
MACH_ELECT_PL_23 | Yes | Yes | DIGITAL PLUG LOAD ROOM CONTROLLER | LMPL-101 |  | Electrical | LOAD ROOM CONTROLLER | WATTSTOPPER | University of San Diego | Manchester Hall | Undergraduate Admissions | 2 | 201A
MACH_ELECT_PL_24 | Yes | Yes | DIGITAL PLUG LOAD ROOM CONTROLLER | LMPL-101 |  | Electrical | LOAD ROOM CONTROLLER | WATTSTOPPER | University of San Diego | Manchester Hall | Undergraduate Admissions | 2 | 201D
MACH_ELECT_PL_25 | Yes | Yes | DIGITAL PLUG LOAD ROOM CONTROLLER | LMPL-101 |  | Electrical | LOAD ROOM CONTROLLER | WATTSTOPPER | University of San Diego | Manchester Hall | Undergraduate Admissions | 2 | 201E
MACH_ELECT_PL_26 | Yes | Yes | DIGITAL PLUG LOAD ROOM CONTROLLER | LMPL-101 |  | Electrical | LOAD ROOM CONTROLLER | WATTSTOPPER | University of San Diego | Manchester Hall | Undergraduate Admissions | 2 | 201F
MACH_ELECT_PL_27 | Yes | Yes | DIGITAL PLUG LOAD ROOM CONTROLLER | LMPL-101 |  | Electrical | LOAD ROOM CONTROLLER | WATTSTOPPER | University of San Diego | Manchester Hall | Graduate Admissions | 2 | 205B
MACH_ELECT_PL_28 | Yes | Yes | DIGITAL PLUG LOAD ROOM CONTROLLER | LMPL-101 |  | Electrical | LOAD ROOM CONTROLLER | WATTSTOPPER | University of San Diego | Manchester Hall | Graduate Admissions | 2 | 205A
MACH_ELECT_PL_29 | Yes | Yes | DIGITAL PLUG LOAD ROOM CONTROLLER | LMPL-101 |  | Electrical | LOAD ROOM CONTROLLER | WATTSTOPPER | University of San Diego | Manchester Hall | Graduate Admissions | 2 | 205E
MACH_ELECT_PL_30 | Yes | Yes | DIGITAL PLUG LOAD ROOM CONTROLLER | LMPL-101 |  | Electrical | LOAD ROOM CONTROLLER | WATTSTOPPER | University of San Diego | Manchester Hall | Graduate Admissions | 2 | 205C
MACH_ELECT_PL_31 | Yes | Yes | DIGITAL PLUG LOAD ROOM CONTROLLER | LMPL-101 |  | Electrical | LOAD ROOM CONTROLLER | WATTSTOPPER | University of San Diego | Manchester Hall | Graduate Admissions | 2 | 205E
MACH_ELECT_PL_32 | Yes | Yes | DIGITAL PLUG LOAD ROOM CONTROLLER | LMPL-101 |  | Electrical | LOAD ROOM CONTROLLER | WATTSTOPPER | University of San Diego | Manchester Hall | Graduate Admissions | 2 | 205D
MACH_ELECT_PL_33 | Yes | Yes | DIGITAL PLUG LOAD ROOM CONTROLLER | LMPL-101 |  | Electrical | LOAD ROOM CONTROLLER | WATTSTOPPER | University of San Diego | Manchester Hall | Graduate Admissions | 2 | 205
MACH_ELECT_PL_34 | Yes | Yes | DIGITAL PLUG LOAD ROOM CONTROLLER | LMPL-101 |  | Electrical | LOAD ROOM CONTROLLER | WATTSTOPPER | University of San Diego | Manchester Hall | Career Development Ctr | 2 | 203
MACH_ELECT_PL_35 | Yes | Yes | DIGITAL PLUG LOAD ROOM CONTROLLER | LMPL-101 |  | Electrical | LOAD ROOM CONTROLLER | WATTSTOPPER | University of San Diego | Manchester Hall | Undergraduate Admissions | 2 | 210
MACH_ELECT_PL_36 | Yes | Yes | DIGITAL PLUG LOAD ROOM CONTROLLER | LMPL-101 |  | Electrical | LOAD ROOM CONTROLLER | WATTSTOPPER | University of San Diego | Manchester Hall | Undergraduate Admissions | 2 | 208D
MACH_ELECT_PL_37 | Yes | Yes | DIGITAL PLUG LOAD ROOM CONTROLLER | LMPL-101 |  | Electrical | LOAD ROOM CONTROLLER | WATTSTOPPER | University of San Diego | Manchester Hall | Unassigned | 2 | 208C
MACH_ELECT_PL_38 | Yes | Yes | DIGITAL PLUG LOAD ROOM CONTROLLER | LMPL-101 |  | Electrical | LOAD ROOM CONTROLLER | WATTSTOPPER | University of San Diego | Manchester Hall | Undergraduate Admissions | 2 | 208
MACH_ELECT_PL_39 | Yes | Yes | DIGITAL PLUG LOAD ROOM CONTROLLER | LMPL-101 |  | Electrical | LOAD ROOM CONTROLLER | WATTSTOPPER | University of San Diego | Manchester Hall | Undergraduate Admissions | 2 | 208
MACH_ELECT_PL_40 | Yes | Yes | DIGITAL PLUG LOAD ROOM CONTROLLER | LMPL-101 |  | Electrical | LOAD ROOM CONTROLLER | WATTSTOPPER | University of San Diego | Manchester Hall | Undergraduate Admissions | 2 | 208
MACH_ELECT_PL_41 | Yes | Yes | DIGITAL PLUG LOAD ROOM CONTROLLER | LMPL-101 |  | Electrical | LOAD ROOM CONTROLLER | WATTSTOPPER | University of San Diego | Manchester Hall | Undergraduate Admissions | 2 | 208B
MACH_ELECT_PL_42 | Yes | Yes | DIGITAL PLUG LOAD ROOM CONTROLLER | LMPL-101 |  | Electrical | LOAD ROOM CONTROLLER | WATTSTOPPER | University of San Diego | Manchester Hall | Career Development Ctr | 2 | 202C
MACH_ELECT_PL_43 | Yes | Yes | DIGITAL PLUG LOAD ROOM CONTROLLER | LMPL-101 |  | Electrical | LOAD ROOM CONTROLLER | WATTSTOPPER | University of San Diego | Manchester Hall | Career Development Ctr | 2 | 202B
MACH_ELECT_PL_44 | Yes | Yes | DIGITAL PLUG LOAD ROOM CONTROLLER | LMPL-101 |  | Electrical | LOAD ROOM CONTROLLER | WATTSTOPPER | University of San Diego | Manchester Hall | Career Development Ctr | 2 | 202E
MACH_ELECT_PL_45 | Yes | Yes | DIGITAL PLUG LOAD ROOM CONTROLLER | LMPL-101 |  | Electrical | LOAD ROOM CONTROLLER | WATTSTOPPER | University of San Diego | Manchester Hall | Career Development Ctr | 2 | 202D
MACH_ELECT_PL_46 | Yes | Yes | DIGITAL PLUG LOAD ROOM CONTROLLER | LMPL-101 |  | Electrical | LOAD ROOM CONTROLLER | WATTSTOPPER | University of San Diego | Manchester Hall | Career Development Ctr | 2 | 202A
Power receptacles
MACH_ELECT_RCT_01 | Yes | Yes | SPLIT-WIRED DUPLEX RECEPTACLE |  |  | Electrical | Receptacle |  | University of San Diego | Manchester Hall | Career Development Ctr | 1 | 101B
MACH_ELECT_RCT_02 | Yes | Yes | SPLIT-WIRED DUPLEX RECEPTACLE |  |  | Electrical | Receptacle |  | University of San Diego | Manchester Hall | Career Development Ctr | 1 | 101B
MACH_ELECT_RCT_03 | Yes | Yes | SPLIT-WIRED DUPLEX RECEPTACLE |  |  | Electrical | Receptacle |  | University of San Diego | Manchester Hall | Career Development Ctr | 1 | 101A
MACH_ELECT_RCT_04 | Yes | Yes | SPLIT-WIRED DUPLEX RECEPTACLE |  |  | Electrical | Receptacle |  | University of San Diego | Manchester Hall | Career Development Ctr | 1 | 101A
MACH_ELECT_RCT_05 | Yes | Yes | SPLIT-WIRED DUPLEX RECEPTACLE |  |  | Electrical | Receptacle |  | University of San Diego | Manchester Hall | Career Development Ctr | 1 | 101
MACH_ELECT_RCT_06 | Yes | Yes | SPLIT-WIRED QUADRUPLEX RECEPTACLE |  |  | Electrical | Receptacle |  | University of San Diego | Manchester Hall | Undergraduate Admissions | 2 | 201D
MACH_ELECT_RCT_07 | Yes | Yes | SPLIT-WIRED DUPLEX RECEPTACLE |  |  | Electrical | Receptacle |  | University of San Diego | Manchester Hall | Undergraduate Admissions | 2 | 201D
MACH_ELECT_RCT_08 | Yes | Yes | SPLIT-WIRED QUADRUPLEX RECEPTACLE |  |  | Electrical | Receptacle |  | University of San Diego | Manchester Hall | Undergraduate Admissions | 2 | 201C
MACH_ELECT_RCT_09 | Yes | Yes | SPLIT-WIRED QUADRUPLEX RECEPTACLE |  |  | Electrical | Receptacle |  | University of San Diego | Manchester Hall | Undergraduate Admissions | 2 | 201C
MACH_ELECT_RCT_10 | Yes | Yes | SPLIT-WIRED QUADRUPLEX RECEPTACLE |  |  | Electrical | Receptacle |  | University of San Diego | Manchester Hall | Undergraduate Admissions | 2 | 201B
MACH_ELECT_RCT_11 | Yes | Yes | SPLIT-WIRED DUPLEX RECEPTACLE |  |  | Electrical | Receptacle |  | University of San Diego | Manchester Hall | Undergraduate Admissions | 2 | 201C
MACH_ELECT_RCT_12 | Yes | Yes | SPLIT-WIRED QUADRUPLEX RECEPTACLE |  |  | Electrical | Receptacle |  | University of San Diego | Manchester Hall | Undergraduate Admissions | 2 | 201B
MACH_ELECT_RCT_13 | Yes | Yes | SPLIT WIRE DUPLEX RECEPTACLE |  |  | Electrical | Receptacle |  | University of San Diego | Manchester Hall | Undergraduate Admissions | 2 | 201B
MACH_ELECT_RCT_14 | Yes | Yes | SPLIT-WIRED QUADRUPLEX RECEPTACLE |  |  | Electrical | Receptacle |  | University of San Diego | Manchester Hall | Undergraduate Admissions | 2 | 201A
MACH_ELECT_RCT_15 | Yes | Yes | SPLIT WIRE DUPLEX RECEPTACLE |  |  | Electrical | Receptacle |  | University of San Diego | Manchester Hall | Undergraduate Admissions | 2 | 201A
MACH_ELECT_RCT_16 | Yes | Yes | SPLIT-WIRED QUADRUPLEX RECEPTACLE |  |  | Electrical | Receptacle |  | University of San Diego | Manchester Hall | Undergraduate Admissions | 2 | 201A
MACH_ELECT_RCT_17 | Yes | Yes | SPLIT-WIRED DUPLEX RECEPTACLE |  |  | Electrical | Receptacle |  | University of San Diego | Manchester Hall | Undergraduate Admissions | 2 | 201D
MACH_ELECT_RCT_18 | Yes | Yes | SPLIT-WIRED QUADRUPLEX RECEPTACLE |  |  | Electrical | Receptacle |  | University of San Diego | Manchester Hall | Undergraduate Admissions | 2 | 201D
MACH_ELECT_RCT_19 | Yes | Yes | SPLIT-WIRED QUADRUPLEX RECEPTACLE |  |  | Electrical | Receptacle |  | University of San Diego | Manchester Hall | Undergraduate Admissions | 2 | 201E
MACH_ELECT_RCT_20 | Yes | Yes | SPLIT WIRE DUPLEX RECEPTACLE |  |  | Electrical | Receptacle |  | University of San Diego | Manchester Hall | Undergraduate Admissions | 2 | 201E
MACH_ELECT_RCT_21 | Yes | Yes | SPLIT-WIRED QUADRUPLEX RECEPTACLE |  |  | Electrical | Receptacle |  | University of San Diego | Manchester Hall | Undergraduate Admissions | 2 | 201E
MACH_ELECT_RCT_22 | Yes | Yes | SPLIT-WIRED QUADRUPLEX RECEPTACLE |  |  | Electrical | Receptacle |  | University of San Diego | Manchester Hall | Undergraduate Admissions | 2 | 201F
MACH_ELECT_RCT_23 | Yes | Yes | SPLIT-WIRED QUADRUPLEX RECEPTACLE |  |  | Electrical | Receptacle |  | University of San Diego | Manchester Hall | Undergraduate Admissions | 2 | 201F
MACH_ELECT_RCT_24 | Yes | Yes | SPLIT-WIRED QUADRUPLEX RECEPTACLE |  |  | Electrical | Receptacle |  | University of San Diego | Manchester Hall | Undergraduate Admissions | 2 | 201F
MACH_ELECT_RCT_25 | Yes | Yes | SPLIT-WIRED QUADRUPLEX RECEPTACLE |  |  | Electrical | Receptacle |  | University of San Diego | Manchester Hall | Career Development Ctr | 2 | 202A
MACH_ELECT_RCT_26 | Yes | Yes | SPLIT-WIRED QUADRUPLEX RECEPTACLE |  |  | Electrical | Receptacle |  | University of San Diego | Manchester Hall | Career Development Ctr | 2 | 202B
MACH_ELECT_RCT_27 | Yes | Yes | SPLIT-WIRED QUADRUPLEX RECEPTACLE |  |  | Electrical | Receptacle |  | University of San Diego | Manchester Hall | Career Development Ctr | 2 | 202A
MACH_ELECT_RCT_28 | Yes | Yes | SPLIT-WIRED QUADRUPLEX RECEPTACLE |  |  | Electrical | Receptacle |  | University of San Diego | Manchester Hall | Career Development Ctr | 2 | 202B
MACH_ELECT_RCT_29 | Yes | Yes | SPLIT-WIRED QUADRUPLEX RECEPTACLE |  |  | Electrical | Receptacle |  | University of San Diego | Manchester Hall | Career Development Ctr | 2 | 202C
MACH_ELECT_RCT_30 | Yes | Yes | SPLIT-WIRED QUADRUPLEX RECEPTACLE |  |  | Electrical | Receptacle |  | University of San Diego | Manchester Hall | Career Development Ctr | 2 | 202C
MACH_ELECT_RCT_31 | Yes | Yes | SPLIT-WIRED DUPLEX RECEPTACLE |  |  | Electrical | Receptacle |  | University of San Diego | Manchester Hall | Career Development Ctr | 2 | 202B
MACH_ELECT_RCT_32 | Yes | Yes | SPLIT-WIRED QUADRUPLEX RECEPTACLE |  |  | Electrical | Receptacle |  | University of San Diego | Manchester Hall | Career Development Ctr | 2 | 202
MACH_ELECT_RCT_33 | Yes | Yes | SPLIT-WIRED DUPLEX RECEPTACLE |  |  | Electrical | Receptacle |  | University of San Diego | Manchester Hall | Career Development Ctr | 2 | 202D
MACH_ELECT_RCT_34 | Yes | Yes | SPLIT-WIRED QUADRUPLEX RECEPTACLE |  |  | Electrical | Receptacle |  | University of San Diego | Manchester Hall | Career Development Ctr | 2 | 202E
MACH_ELECT_RCT_35 | Yes | Yes | SPLIT-WIRED QUADRUPLEX RECEPTACLE |  |  | Electrical | Receptacle |  | University of San Diego | Manchester Hall | Career Development Ctr | 2 | 202D
MACH_ELECT_RCT_36 | Yes | Yes | SPLIT-WIRED QUADRUPLEX RECEPTACLE |  |  | Electrical | Receptacle |  | University of San Diego | Manchester Hall | Career Development Ctr | 2 | 202E
MACH_ELECT_RCT_37 | Yes | Yes | SPLIT-WIRED QUADRUPLEX RECEPTACLE |  |  | Electrical | Receptacle |  | University of San Diego | Manchester Hall | Career Development Ctr | 2 | 202D
MACH_ELECT_RCT_38 | Yes | Yes | SPLIT-WIRED DUPLEX RECEPTACLE |  |  | Electrical | Receptacle |  | University of San Diego | Manchester Hall | Career Development Ctr | 2 | 202E
MACH_ELECT_RCT_39 | Yes | Yes | SPLIT-WIRED QUADRUPLEX RECEPTACLE |  |  | Electrical | Receptacle |  | University of San Diego | Manchester Hall | Undergraduate admission | 2 | 208A
MACH_ELECT_RCT_40 | Yes | Yes | SPLIT-WIRED QUADRUPLEX RECEPTACLE |  |  | Electrical | Receptacle |  | University of San Diego | Manchester Hall | Undergraduate admission | 2 | 208A
MACH_ELECT_RCT_41 | Yes | Yes | SPLIT-WIRED QUADRUPLEX RECEPTACLE |  |  | Electrical | Receptacle |  | University of San Diego | Manchester Hall | Undergraduate admission | 2 | 208A
MACH_ELECT_RCT_42 | Yes | Yes | SPLIT-WIRED QUADRUPLEX RECEPTACLE |  |  | Electrical | Receptacle |  | University of San Diego | Manchester Hall | Undergraduate admission | 2 | 208
MACH_ELECT_RCT_43 | Yes | Yes | SPLIT-WIRED QUADRUPLEX RECEPTACLE |  |  | Electrical | Receptacle |  | University of San Diego | Manchester Hall | Undergraduate admission | 2 | 208
MACH_ELECT_RCT_44 | Yes | Yes | SPLIT-WIRED DUPLEX RECEPTACLE |  |  | Electrical | Receptacle |  | University of San Diego | Manchester Hall | Undergraduate admission | 2 | 210
MACH_ELECT_RCT_45 | Yes | Yes | SPLIT-WIRED DUPLEX RECEPTACLE |  |  | Electrical | Receptacle |  | University of San Diego | Manchester Hall | Career Development Ctr | 2 | 203
MACH_ELECT_RCT_46 | Yes | Yes | SPLIT-WIRED DUPLEX RECEPTACLE |  |  | Electrical | Receptacle |  | University of San Diego | Manchester Hall | Career Development Ctr | 2 | 203
MACH_ELECT_RCT_47 | Yes | Yes | SPLIT-WIRED DUPLEX RECEPTACLE |  |  | Electrical | Receptacle |  | University of San Diego | Manchester Hall | Career Development Ctr | 2 | 203
MACH_ELECT_RCT_48 | Yes | Yes | SPLIT-WIRED DUPLEX RECEPTACLE |  |  | Electrical | Receptacle |  | University of San Diego | Manchester Hall | Undergraduate admission | 2 | 208
MACH_ELECT_RCT_49 | Yes | Yes | SPLIT-WIRED DUPLEX RECEPTACLE |  |  | Electrical | Receptacle |  | University of San Diego | Manchester Hall | Undergraduate admission | 2 | 210
MACH_ELECT_RCT_50 | Yes | Yes | SPLIT-WIRED DUPLEX RECEPTACLE |  |  | Electrical | Receptacle |  | University of San Diego | Manchester Hall | Undergraduate admission | 2 | 208B
MACH_ELECT_RCT_51 | Yes | Yes | SPLIT-WIRED DUPLEX RECEPTACLE |  |  | Electrical | Receptacle |  | University of San Diego | Manchester Hall | Undergraduate admission | 2 | 208
MACH_ELECT_RCT_52 | Yes | Yes | SPLIT-WIRED QUADRUPLEX RECEPTACLE |  |  | Electrical | Receptacle |  | University of San Diego | Manchester Hall | Undergraduate admission | 2 | 208B
MACH_ELECT_RCT_53 | Yes | Yes | SPLIT-WIRED QUADRUPLEX RECEPTACLE |  |  | Electrical | Receptacle |  | University of San Diego | Manchester Hall | Undergraduate admission | 2 | 208B
MACH_ELECT_RCT_54 | Yes | Yes | SPLIT-WIRED QUADRUPLEX RECEPTACLE |  |  | Electrical | Receptacle |  | University of San Diego | Manchester Hall | Undergraduate admission | 2 | 208C
MACH_ELECT_RCT_55 | Yes | Yes | SPLIT-WIRED QUADRUPLEX RECEPTACLE |  |  | Electrical | Receptacle |  | University of San Diego | Manchester Hall | Undergraduate admission | 2 | 208C
MACH_ELECT_RCT_56 | Yes | Yes | SPLIT-WIRED DUPLEX RECEPTACLE |  |  | Electrical | Receptacle |  | University of San Diego | Manchester Hall | Undergraduate admission | 2 | 208
MACH_ELECT_RCT_57 | Yes | Yes | SPLIT-WIRED DUPLEX RECEPTACLE |  |  | Electrical | Receptacle |  | University of San Diego | Manchester Hall | Undergraduate admission | 2 | 208D
MACH_ELECT_RCT_58 | Yes | Yes | SPLIT-WIRED DUPLEX RECEPTACLE |  |  | Electrical | Receptacle |  | University of San Diego | Manchester Hall | Undergraduate admission | 2 | 208
MACH_ELECT_RCT_59 | Yes | Yes | DUPLEX RECEPTACLE, FLUSH MOUNTED |  |  | Electrical | Receptacle |  | University of San Diego | Manchester Hall | Undergraduate admission | 2 | 201
MACH_ELECT_RCT_60 | Yes | Yes | DUPLEX RECEPTACLE, FLUSH MOUNTED |  |  | Electrical | Receptacle |  | University of San Diego | Manchester Hall | Undergraduate admission | 2 | 201
MACH_ELECT_RCT_61 | Yes | Yes | DUPLEX RECEPTACLE, FLUSH MOUNTED |  |  | Electrical | Receptacle |  | University of San Diego | Manchester Hall | Undergraduate admission | 2 | 208D
MACH_ELECT_RCT_62 | Yes | Yes | DUPLEX RECEPTACLE, FLUSH MOUNTED |  |  | Electrical | Receptacle |  | University of San Diego | Manchester Hall | Undergraduate admission | 2 | 208D
MACH_ELECT_RCT_63 | Yes | Yes | DUPLEX RECEPTACLE, FLUSH MOUNTED |  |  | Electrical | Receptacle |  | University of San Diego | Manchester Hall | Undergraduate admission | 2 | 208
MACH_ELECT_RCT_64 | Yes | Yes | DUPLEX RECEPTACLE, FLUSH MOUNTED |  |  | Electrical | Receptacle |  | University of San Diego | Manchester Hall | Undergraduate admission | 2 | 208
MACH_ELECT_RCT_65 | Yes | Yes | DUPLEX RECEPTACLE, FLUSH MOUNTED |  |  | Electrical | Receptacle |  | University of San Diego | Manchester Hall | Undergraduate admission | 2 | 208
MACH_ELECT_RCT_66 | Yes | Yes | DUPLEX RECEPTACLE, FLUSH MOUNTED |  |  | Electrical | Receptacle |  | University of San Diego | Manchester Hall | Undergraduate admission | 2 | 210
MACH_ELECT_RCT_67 | Yes | Yes | GFI DUPLEX RECEPTACLE |  |  | Electrical | Receptacle |  | University of San Diego | Manchester Hall | Undergraduate admission | 2 | 208D
MACH_ELECT_RCT_68 | Yes | Yes | GFI SPLIT-WIRED DUPLEX RECEPTACLE |  |  | Electrical | Receptacle |  | University of San Diego | Manchester Hall | Undergraduate admission | 2 | 208D
MACH_ELECT_RCT_69 | Yes | Yes | DUPLEX RECEPTACLE, FLUSH MOUNTED |  |  | Electrical | Receptacle |  | University of San Diego | Manchester Hall | Career Development Ctr | 2 | 208E
MACH_ELECT_RCT_70 | Yes | Yes | SPLIT-WIRED DUPLEX RECEPTACLE |  |  | Electrical | Receptacle |  | University of San Diego | Manchester Hall | Career Development Ctr | 1 | 101
MACH_ELECT_RCT_71 | Yes | Yes | SPLIT-WIRED DUPLEX RECEPTACLE |  |  | Electrical | Receptacle |  | University of San Diego | Manchester Hall | Career Development Ctr | 1 | 101B
MACH_ELECT_RCT_72 | Yes | Yes | SPLIT-WIRED DUPLEX RECEPTACLE |  |  | Electrical | Receptacle |  | University of San Diego | Manchester Hall | Career Development Ctr | 1 | 101A
MACH_ELECT_RCT_73 | Yes | Yes | SPLIT-WIRED DUPLEX RECEPTACLE |  |  | Electrical | Receptacle |  | University of San Diego | Manchester Hall | Career Development Ctr | 1 | 101
MACH_ELECT_RCT_74 | Yes | Yes | SPLIT-WIRED DUPLEX RECEPTACLE |  |  | Electrical | Receptacle |  | University of San Diego | Manchester Hall | Career Development Ctr | 1 | 101
MACH_ELECT_RCT_75 | Yes | Yes | SPLIT-WIRED DUPLEX RECEPTACLE |  |  | Electrical | Receptacle |  | University of San Diego | Manchester Hall | Career Development Ctr | 1 | 1000
MACH_ELECT_RCT_76 | Yes | Yes | SPLIT-WIRED DUPLEX RECEPTACLE |  |  | Electrical | Receptacle |  | University of San Diego | Manchester Hall | Career Development Ctr | 1 | 1000
MACH_ELECT_RCT_77 | Yes | Yes | SPLIT-WIRED DUPLEX RECEPTACLE |  |  | Electrical | Receptacle |  | University of San Diego | Manchester Hall | Career Development Ctr | 1 | 1000
MACH_ELECT_RCT_78 | Yes | Yes | SPLIT-WIRED DUPLEX RECEPTACLE |  |  | Electrical | Receptacle |  | University of San Diego | Manchester Hall | Career Development Ctr | 1 | 1000
MACH_ELECT_RCT_79 | Yes | Yes | SPLIT-WIRED DUPLEX RECEPTACLE |  |  | Electrical | Receptacle |  | University of San Diego | Manchester Hall | Career Development Ctr | 1 | 102B
MACH_ELECT_RCT_80 | Yes | Yes | SPLIT-WIRED DUPLEX RECEPTACLE |  |  | Electrical | Receptacle |  | University of San Diego | Manchester Hall | Career Development Ctr | 1 | 102B
MACH_ELECT_RCT_81 | Yes | Yes | SPLIT-WIRED DUPLEX RECEPTACLE |  |  | Electrical | Receptacle |  | University of San Diego | Manchester Hall | Career Development Ctr | 1 | 102B
MACH_ELECT_RCT_82 | Yes | Yes | SPLIT-WIRED DUPLEX RECEPTACLE |  |  | Electrical | Receptacle |  | University of San Diego | Manchester Hall | Career Development Ctr | 1 | 102C
MACH_ELECT_RCT_83 | Yes | Yes | SPLIT-WIRED DUPLEX RECEPTACLE |  |  | Electrical | Receptacle |  | University of San Diego | Manchester Hall | Career Development Ctr | 1 | 102C
MACH_ELECT_RCT_84 | Yes | Yes | SPLIT-WIRED DUPLEX RECEPTACLE |  |  | Electrical | Receptacle |  | University of San Diego | Manchester Hall | Career Development Ctr | 1 | 102B
MACH_ELECT_RCT_85 | Yes | Yes | DUPLEX RECEPTACLE, FLUSH MOUNTED |  |  | Electrical | Receptacle |  | University of San Diego | Manchester Hall | Career Development Ctr | 1 | 102
MACH_ELECT_RCT_86 | Yes | Yes | SPLIT-WIRED DUPLEX RECEPTACLE |  |  | Electrical | Receptacle |  | University of San Diego | Manchester Hall | Career Development Ctr | 1 | 102C
MACH_ELECT_RCT_87 | Yes | Yes | DUPLEX RECEPTACLE, FLUSH MOUNTED |  |  | Electrical | Receptacle |  | University of San Diego | Manchester Hall | Career Development Ctr | 1 | 102
MACH_ELECT_RCT_88 | Yes | Yes | SPLIT-WIRED DUPLEX RECEPTACLE |  |  | Electrical | Receptacle |  | University of San Diego | Manchester Hall | Career Development Ctr | 1 | 102D
MACH_ELECT_RCT_89 | Yes | Yes | SPLIT-WIRED DUPLEX RECEPTACLE |  |  | Electrical | Receptacle |  | University of San Diego | Manchester Hall | Career Development Ctr | 1 | 102D
MACH_ELECT_RCT_90 | Yes | Yes | SPLIT-WIRED DUPLEX RECEPTACLE |  |  | Electrical | Receptacle |  | University of San Diego | Manchester Hall | Career Development Ctr | 1 | 102D
MACH_ELECT_RCT_91 | Yes | Yes | SPLIT-WIRED DUPLEX RECEPTACLE |  |  | Electrical | Receptacle |  | University of San Diego | Manchester Hall | Career Development Ctr | 1 | 102D
MACH_ELECT_RCT_92 | Yes | Yes | SPLIT-WIRED DUPLEX RECEPTACLE |  |  | Electrical | Receptacle |  | University of San Diego | Manchester Hall | Career Development Ctr | 1 | 102E
MACH_ELECT_RCT_93 | Yes | Yes | SPLIT-WIRED DUPLEX RECEPTACLE |  |  | Electrical | Receptacle |  | University of San Diego | Manchester Hall | Career Development Ctr | 1 | 102E
MACH_ELECT_RCT_94 | Yes | Yes | SPLIT-WIRED DUPLEX RECEPTACLE |  |  | Electrical | Receptacle |  | University of San Diego | Manchester Hall | Career Development Ctr | 1 | 102E
MACH_ELECT_RCT_95 | Yes | Yes | SPLIT-WIRED DUPLEX RECEPTACLE |  |  | Electrical | Receptacle |  | University of San Diego | Manchester Hall | Career Development Ctr | 1 | 102F
MACH_ELECT_RCT_96 | Yes | Yes | SPLIT-WIRED DUPLEX RECEPTACLE |  |  | Electrical | Receptacle |  | University of San Diego | Manchester Hall | Career Development Ctr | 1 | 102F
MACH_ELECT_RCT_97 | Yes | Yes | DUPLEX RECEPTACLE, FLUSH MOUNTED |  |  | Electrical | Receptacle |  | University of San Diego | Manchester Hall | Career Development Ctr | 1 | 102F
MACH_ELECT_RCT_98 | Yes | Yes | DUPLEX RECEPTACLE, FLUSH MOUNTED |  |  | Electrical | Receptacle |  | University of San Diego | Manchester Hall | Career Development Ctr | 1 | 101
MACH_ELECT_RCT_99 | Yes | Yes | SPLIT-WIRED DUPLEX RECEPTACLE |  |  | Electrical | Receptacle |  | University of San Diego | Manchester Hall | Career Development Ctr | 1 | 101
MACH_ELECT_RCT_100 | Yes | Yes | SPLIT-WIRED DUPLEX RECEPTACLE |  |  | Electrical | Receptacle |  | University of San Diego | Manchester Hall | Career Development Ctr | 1 | 101C
MACH_ELECT_RCT_101 | Yes | Yes | DUPLEX RECEPTACLE, FLUSH MOUNTED |  |  | Electrical | Receptacle |  | University of San Diego | Manchester Hall | Career Development Ctr | 1 | 101
MACH_ELECT_RCT_102 | Yes | Yes | DUPLEX RECEPTACLE, FLUSH MOUNTED |  |  | Electrical | Receptacle |  | University of San Diego | Manchester Hall | Unassigned | 1 | 100
MACH_ELECT_RCT_103 | Yes | Yes | SPLIT-WIRED DUPLEX RECEPTACLE |  |  | Electrical | Receptacle |  | University of San Diego | Manchester Hall | Career Development Ctr | 1 | 101C
MACH_ELECT_RCT_104 | Yes | Yes | DUPLEX RECEPTACLE, FLUSH MOUNTED |  |  | Electrical | Receptacle |  | University of San Diego | Manchester Hall | Unassigned | 1 | 100
MACH_ELECT_RCT_105 | Yes | Yes | SPLIT-WIRED DUPLEX RECEPTACLE |  |  | Electrical | Receptacle |  | University of San Diego | Manchester Hall | Career Development Ctr | 1 | 101C
MACH_ELECT_RCT_106 | Yes | Yes | DUPLEX RECEPTACLE, FLUSH MOUNTED |  |  | Electrical | Receptacle |  | University of San Diego | Manchester Hall | Career Development Ctr | 1 | 101C
MACH_ELECT_RCT_107 | Yes | Yes | DUPLEX RECEPTACLE, FLUSH MOUNTED |  |  | Electrical | Receptacle |  | University of San Diego | Manchester Hall | Unassigned | 1 | 100
MACH_ELECT_RCT_108 | Yes | Yes | DUPLEX RECEPTACLE, FLUSH MOUNTED |  |  | Electrical | Receptacle |  | University of San Diego | Manchester Hall | Undergraduate Admissions | 1 | 100A
MACH_ELECT_RCT_109 | Yes | Yes | DUPLEX RECEPTACLE, FLUSH MOUNTED |  |  | Electrical | Receptacle |  | University of San Diego | Manchester Hall | Undergraduate Admissions | 1 | 100A
MACH_ELECT_RCT_110 | Yes | Yes | DUPLEX RECEPTACLE, FLUSH MOUNTED |  |  | Electrical | Receptacle |  | University of San Diego | Manchester Hall | Undergraduate Admissions | 1 | 100A
MACH_ELECT_RCT_111 | Yes | Yes | DUPLEX RECEPTACLE, FLUSH MOUNTED |  |  | Electrical | Receptacle |  | University of San Diego | Manchester Hall | Undergraduate Admissions | 2 | 201
MACH_ELECT_RCT_112 | Yes | Yes | SPLIT-WIRED DUPLEX RECEPTACLE |  |  | Electrical | Receptacle |  | University of San Diego | Manchester Hall | Career Development Ctr | 2 | 202
MACH_ELECT_RCT_113 | Yes | Yes | GFI DUPLEX RECEPTACLE |  |  | Electrical | Receptacle |  | University of San Diego | Manchester Hall | Undergraduate admission | 2 | 208D
MACH_ELECT_RCT_114 | Yes | Yes | DUPLEX RECEPTACLE, FLUSH MOUNTED |  |  | Electrical | Receptacle |  | University of San Diego | Manchester Hall | Career Development Ctr | 1 | 109B
MACH_ELECT_RCT_115 | Yes | Yes | GFI DUPLEX RECEPTACLE |  |  | Electrical | Receptacle |  | University of San Diego | Manchester Hall | Career Development Ctr | 1 | 109B
MACH_ELECT_RCT_116 | Yes | Yes | GFI SPLIT-WIRED DUPLEX RECEPTACLE |  |  | Electrical | Receptacle |  | University of San Diego | Manchester Hall | Career Development Ctr | 1 | 109B
MACH_ELECT_RCT_117 | Yes | Yes | DUPLEX RECEPTACLE, FLUSH MOUNTED |  |  | Electrical | Receptacle |  | University of San Diego | Manchester Hall | Career Development Ctr | 1 | 109B
MACH_ELECT_RCT_118 | Yes | Yes | GFI DUPLEX RECEPTACLE |  |  | Electrical | Receptacle |  | University of San Diego | Manchester Hall | Career Development Ctr | 1 | 109B
MACH_ELECT_RCT_119 | Yes | Yes | DUPLEX RECEPTACLE, FLUSH MOUNTED |  |  | Electrical | Receptacle |  | University of San Diego | Manchester Hall | Career Development Ctr | 1 | 111
MACH_ELECT_RCT_120 | Yes | Yes | SPLIT-WIRED DUPLEX RECEPTACLE |  |  | Electrical | Receptacle |  | University of San Diego | Manchester Hall | Career Development Ctr | 1 | 111
MACH_ELECT_RCT_121 | Yes | Yes | SPLIT-WIRED DUPLEX RECEPTACLE |  |  | Electrical | Receptacle |  | University of San Diego | Manchester Hall | Career Development Ctr | 1 | 109A
MACH_ELECT_RCT_122 | Yes | Yes | SPLIT-WIRED DUPLEX RECEPTACLE |  |  | Electrical | Receptacle |  | University of San Diego | Manchester Hall | Career Development Ctr | 1 | 111
MACH_ELECT_RCT_123 | Yes | Yes | SPLIT-WIRED DUPLEX RECEPTACLE |  |  | Electrical | Receptacle |  | University of San Diego | Manchester Hall | Career Development Ctr | 1 | 109A
MACH_ELECT_RCT_124 | Yes | Yes | SPLIT-WIRED DUPLEX RECEPTACLE |  |  | Electrical | Receptacle |  | University of San Diego | Manchester Hall | Career Development Ctr | 1 | 109A
MACH_ELECT_RCT_125 | Yes | Yes | SPLIT-WIRED DUPLEX RECEPTACLE |  |  | Electrical | Receptacle |  | University of San Diego | Manchester Hall | Career Development Ctr | 1 | 111
MACH_ELECT_RCT_126 | Yes | Yes | SPLIT-WIRED DUPLEX RECEPTACLE |  |  | Electrical | Receptacle |  | University of San Diego | Manchester Hall | Career Development Ctr | 1 | 109B
MACH_ELECT_RCT_127 | Yes | Yes | DUPLEX RECEPTACLE, FLUSH MOUNTED |  |  | Electrical | Receptacle |  | University of San Diego | Manchester Hall | Career Development Ctr | 1 | 109
MACH_ELECT_RCT_128 | Yes | Yes | SPLIT-WIRED DUPLEX RECEPTACLE |  |  | Electrical | Receptacle |  | University of San Diego | Manchester Hall | Career Development Ctr | 1 | 109B
MACH_ELECT_RCT_129 | Yes | Yes | SPLIT-WIRED DUPLEX RECEPTACLE |  |  | Electrical | Receptacle |  | University of San Diego | Manchester Hall | Career Development Ctr | 1 | 114
MACH_ELECT_RCT_130 | Yes | Yes | SPLIT-WIRED DUPLEX RECEPTACLE |  |  | Electrical | Receptacle |  | University of San Diego | Manchester Hall | Career Development Ctr | 1 | 114
MACH_ELECT_RCT_131 | Yes | Yes | SPLIT-WIRED DUPLEX RECEPTACLE |  |  | Electrical | Receptacle |  | University of San Diego | Manchester Hall | Career Development Ctr | 1 | 114
MACH_ELECT_RCT_132 | Yes | Yes | SPLIT-WIRED DUPLEX RECEPTACLE |  |  | Electrical | Receptacle |  | University of San Diego | Manchester Hall | Career Development Ctr | 1 | 114
MACH_ELECT_RCT_133 | Yes | Yes | SPLIT-WIRED DUPLEX RECEPTACLE |  |  | Electrical | Receptacle |  | University of San Diego | Manchester Hall | Career Development Ctr | 1 | 112D
MACH_ELECT_RCT_134 | Yes | Yes | SPLIT-WIRED DUPLEX RECEPTACLE |  |  | Electrical | Receptacle |  | University of San Diego | Manchester Hall | Career Development Ctr | 1 | 112D
MACH_ELECT_RCT_135 | Yes | Yes | SPLIT-WIRED DUPLEX RECEPTACLE |  |  | Electrical | Receptacle |  | University of San Diego | Manchester Hall | Career Development Ctr | 1 | 112D
MACH_ELECT_RCT_136 | Yes | Yes | SPLIT-WIRED DUPLEX RECEPTACLE |  |  | Electrical | Receptacle |  | University of San Diego | Manchester Hall | Career Development Ctr | 1 | 112C
MACH_ELECT_RCT_137 | Yes | Yes | SPLIT-WIRED DUPLEX RECEPTACLE |  |  | Electrical | Receptacle |  | University of San Diego | Manchester Hall | Career Development Ctr | 1 | 112C
MACH_ELECT_RCT_138 | Yes | Yes | SPLIT-WIRED DUPLEX RECEPTACLE |  |  | Electrical | Receptacle |  | University of San Diego | Manchester Hall | Career Development Ctr | 1 | 112C
MACH_ELECT_RCT_139 | Yes | Yes | SPLIT-WIRED DUPLEX RECEPTACLE |  |  | Electrical | Receptacle |  | University of San Diego | Manchester Hall | Career Development Ctr | 1 | 112C
MACH_ELECT_RCT_140 | Yes | Yes | SPLIT-WIRED DUPLEX RECEPTACLE |  |  | Electrical | Receptacle |  | University of San Diego | Manchester Hall | Career Development Ctr | 1 | 112B
MACH_ELECT_RCT_141 | Yes | Yes | SPLIT-WIRED DUPLEX RECEPTACLE |  |  | Electrical | Receptacle |  | University of San Diego | Manchester Hall | Career Development Ctr | 1 | 112B
MACH_ELECT_RCT_142 | Yes | Yes | SPLIT-WIRED DUPLEX RECEPTACLE |  |  | Electrical | Receptacle |  | University of San Diego | Manchester Hall | Career Development Ctr | 1 | 112B
MACH_ELECT_RCT_143 | Yes | Yes | SPLIT-WIRED DUPLEX RECEPTACLE |  |  | Electrical | Receptacle |  | University of San Diego | Manchester Hall | Career Development Ctr | 1 | 112B
MACH_ELECT_RCT_144 | Yes | Yes | DUPLEX RECEPTACLE, FLUSH MOUNTED |  |  | Electrical | Receptacle |  | University of San Diego | Manchester Hall | Career Development Ctr | 1 | 112
MACH_ELECT_RCT_145 | Yes | Yes | SPLIT-WIRED DUPLEX RECEPTACLE |  |  | Electrical | Receptacle |  | University of San Diego | Manchester Hall | Career Development Ctr | 1 | 112A
MACH_ELECT_RCT_146 | Yes | Yes | SPLIT-WIRED DUPLEX RECEPTACLE |  |  | Electrical | Receptacle |  | University of San Diego | Manchester Hall | Career Development Ctr | 1 | 112A
MACH_ELECT_RCT_147 | Yes | Yes | SPLIT-WIRED DUPLEX RECEPTACLE |  |  | Electrical | Receptacle |  | University of San Diego | Manchester Hall | Career Development Ctr | 1 | 112A
MACH_ELECT_RCT_148 | Yes | Yes | SPLIT-WIRED DUPLEX RECEPTACLE |  |  | Electrical | Receptacle |  | University of San Diego | Manchester Hall | Career Development Ctr | 1 | 112A
MACH_ELECT_RCT_149 | Yes | Yes | DUPLEX RECEPTACLE, FLUSH MOUNTED |  |  | Electrical | Receptacle |  | University of San Diego | Manchester Hall | Career Development Ctr | 1 | 112D
MACH_ELECT_RCT_150 | Yes | Yes | SPLIT-WIRED QUADRUPLEX RECEPTACLE - HALF CONTROLLED AND HALF UNCONTROLLED, FLUSH MOUNTED |  |  | Electrical | Receptacle |  | University of San Diego | Manchester Hall |  | ROOF | Roof
MACH_ELECT_RCT_151 | Yes | Yes | SPLIT-WIRED QUADRUPLEX RECEPTACLE - HALF CONTROLLED AND HALF UNCONTROLLED, FLUSH MOUNTED |  |  | Electrical | Receptacle |  | University of San Diego | Manchester Hall |  | ROOF | Roof
MACH_ELECT_RCT_152 | Yes | Yes | SPLIT-WIRED QUADRUPLEX RECEPTACLE - HALF CONTROLLED AND HALF UNCONTROLLED, FLUSH MOUNTED |  |  | Electrical | Receptacle |  | University of San Diego | Manchester Hall |  | ROOF | Roof
MACH_ELECT_RCT_153 | Yes | Yes | SPLIT-WIRED QUADRUPLEX RECEPTACLE - HALF CONTROLLED AND HALF UNCONTROLLED, FLUSH MOUNTED |  |  | Electrical | Receptacle |  | University of San Diego | Manchester Hall |  | ROOF | Roof
MACH_ELECT_RCT_154 | Yes | Yes | SPLIT-WIRED QUADRUPLEX RECEPTACLE |  |  | Electrical | Receptacle |  | University of San Diego | Manchester Hall | Undergraduate Admissions | 1 | 100A
MACH_ELECT_RCT_155 | Yes | Yes | SPLIT-WIRED QUADRUPLEX RECEPTACLE |  |  | Electrical | Receptacle |  | University of San Diego | Manchester Hall | Undergraduate Admissions | 1 | 100A
MACH_ELECT_RCT_156 | Yes | Yes | SPLIT-WIRED QUADRUPLEX RECEPTACLE |  |  | Electrical | Receptacle |  | University of San Diego | Manchester Hall | Undergraduate Admissions | 1 | 100A
MACH_ELECT_RCT_157 | Yes | Yes | SPLIT-WIRED DUPLEX RECEPTACLE |  |  | Electrical | Receptacle |  | University of San Diego | Manchester Hall | Career Development Ctr | 1 | 102F
MACH_ELECT_RCT_158 | Yes | Yes | DUPLEX RECEPTACLE, FLUSH MOUNTED |  |  | Electrical | Receptacle |  | University of San Diego | Manchester Hall | Career Development Ctr | 2 | 102E
MACH_ELECT_RCT_159 | Yes | Yes | SPLIT-WIRED DUPLEX RECEPTACLE |  |  | Electrical | Receptacle |  | University of San Diego | Manchester Hall | Undergraduate admission | 2 | 208
MACH_ELECT_RCT_160 | Yes | Yes | SPLIT-WIRED DUPLEX RECEPTACLE |  |  | Electrical | Receptacle |  | University of San Diego | Manchester Hall | Undergraduate admission | 2 | 208
MACH_ELECT_RCT_161 | Yes | Yes | SPLIT-WIRED DUPLEX RECEPTACLE |  |  | Electrical | Receptacle |  | University of San Diego | Manchester Hall | Undergraduate admission | 2 | 208
MACH_ELECT_RCT_162 | Yes | Yes | SPLIT-WIRED DUPLEX RECEPTACLE |  |  | Electrical | Receptacle |  | University of San Diego | Manchester Hall | Undergraduate admission | 2 | 208
MACH_ELECT_RCT_163 | Yes | Yes | SPLIT-WIRED QUADRUPLEX RECEPTACLE |  |  | Electrical | Receptacle |  | University of San Diego | Manchester Hall | Graduate Admissions | 2 | 205E
MACH_ELECT_RCT_164 | Yes | Yes | SPLIT-WIRED QUADRUPLEX RECEPTACLE |  |  | Electrical | Receptacle |  | University of San Diego | Manchester Hall | Graduate Admissions | 2 | 205C
MACH_ELECT_RCT_165 | Yes | Yes | SPLIT-WIRED QUADRUPLEX RECEPTACLE |  |  | Electrical | Receptacle |  | University of San Diego | Manchester Hall | Graduate Admissions | 2 | 205E
MACH_ELECT_RCT_166 | Yes | Yes | SPLIT-WIRED QUADRUPLEX RECEPTACLE |  |  | Electrical | Receptacle |  | University of San Diego | Manchester Hall | Graduate Admissions | 2 | 205E
MACH_ELECT_RCT_167 | Yes | Yes | SPLIT-WIRED QUADRUPLEX RECEPTACLE |  |  | Electrical | Receptacle |  | University of San Diego | Manchester Hall | Graduate Admissions | 2 | 205E
MACH_ELECT_RCT_168 | Yes | Yes | SPLIT-WIRED QUADRUPLEX RECEPTACLE |  |  | Electrical | Receptacle |  | University of San Diego | Manchester Hall | Graduate Admissions | 2 | 205C
MACH_ELECT_RCT_169 | Yes | Yes | SPLIT-WIRED QUADRUPLEX RECEPTACLE |  |  | Electrical | Receptacle |  | University of San Diego | Manchester Hall | Graduate Admissions | 2 | 205B
MACH_ELECT_RCT_170 | Yes | Yes | SPLIT-WIRED QUADRUPLEX RECEPTACLE |  |  | Electrical | Receptacle |  | University of San Diego | Manchester Hall | Graduate Admissions | 2 | 205B
MACH_ELECT_RCT_171 | Yes | Yes | SPLIT-WIRED QUADRUPLEX RECEPTACLE |  |  | Electrical | Receptacle |  | University of San Diego | Manchester Hall | Graduate Admissions | 2 | 205A
MACH_ELECT_RCT_172 | Yes | Yes | SPLIT-WIRED QUADRUPLEX RECEPTACLE |  |  | Electrical | Receptacle |  | University of San Diego | Manchester Hall | Unassigned | 2 | 2001
MACH_ELECT_RCT_173 | Yes | Yes | SPLIT WIRE DUPLEX RECEPTACLE |  |  | Electrical | Receptacle |  | University of San Diego | Manchester Hall | Graduate Admissions | 2 | 205D
MACH_ELECT_RCT_174 | Yes | Yes | DUPLEX RECEPTACLE, FLUSH MOUNTED |  |  | Electrical | Receptacle |  | University of San Diego | Manchester Hall | Graduate Admissions | 2 | 205D
MACH_ELECT_RCT_175 | Yes | Yes | DUPLEX RECEPTACLE, FLUSH MOUNTED |  |  | Electrical | Receptacle |  | University of San Diego | Manchester Hall | Graduate Admissions | 2 | 205D
MACH_ELECT_RCT_176 | Yes | Yes | DUPLEX RECEPTACLE, FLUSH MOUNTED |  |  | Electrical | Receptacle |  | University of San Diego | Manchester Hall | Graduate Admissions | 2 | 205D
MACH_ELECT_RCT_177 | Yes | Yes | DUPLEX RECEPTACLE, FLUSH MOUNTED |  |  | Electrical | Receptacle |  | University of San Diego | Manchester Hall | Graduate Admissions | 2 | 205D
MACH_ELECT_RCT_178 | Yes | Yes | SPLIT-WIRED DUPLEX RECEPTACLE |  |  | Electrical | Receptacle |  | University of San Diego | Manchester Hall | Graduate Admissions | 2 | 205D
MACH_ELECT_RCT_179 | Yes | Yes | SPLIT-WIRED QUADRUPLEX RECEPTACLE |  |  | Electrical | Receptacle |  | University of San Diego | Manchester Hall | Graduate Admissions | 2 | 205
MACH_ELECT_RCT_180 | Yes | Yes | DUPLEX RECEPTACLE, FLUSH MOUNTED |  |  | Electrical | Receptacle |  | University of San Diego | Manchester Hall | Unassigned | 2 | 200
MACH_ELECT_RCT_181 | Yes | Yes | DUPLEX RECEPTACLE, FLUSH MOUNTED |  |  | Electrical | Receptacle |  | University of San Diego | Manchester Hall | Career Development Ctr | 2 | 208E
MACH_ELECT_RCT_182 | Yes | Yes | SPLIT-WIRED QUADRUPLEX RECEPTACLE |  |  | Electrical | Receptacle |  | University of San Diego | Manchester Hall | Graduate Admissions | 2 | 205
RC-1
MACH_ELECT_LTG_RC1_01 | Yes | Yes | 1-RELAY 0-1OV DIMMING ROOM CONTROLLER | LMRC-211 |  | Electrical | Lighting Relay | WATTSTOPPER | University of San Diego | Manchester Hall | Career Development Ctr | 1 | 101B
MACH_ELECT_LTG_RC1_02 | Yes | Yes | 1-RELAY 0-1OV DIMMING ROOM CONTROLLER | LMRC-211 |  | Electrical | Lighting Relay | WATTSTOPPER | University of San Diego | Manchester Hall | Career Development Ctr | 1 | 101A
MACH_ELECT_LTG_RC1_03 | Yes | Yes | 1-RELAY 0-1OV DIMMING ROOM CONTROLLER | LMRC-211 |  | Electrical | Lighting Relay | WATTSTOPPER | University of San Diego | Manchester Hall | Career Development Ctr | 1 | 102A
MACH_ELECT_LTG_RC1_04 | Yes | Yes | 1-RELAY 0-1OV DIMMING ROOM CONTROLLER | LMRC-211 |  | Electrical | Lighting Relay | WATTSTOPPER | University of San Diego | Manchester Hall | Career Development Ctr | 1 | 102B
MACH_ELECT_LTG_RC1_05 | Yes | Yes | 1-RELAY 0-1OV DIMMING ROOM CONTROLLER | LMRC-211 |  | Electrical | Lighting Relay | WATTSTOPPER | University of San Diego | Manchester Hall | Career Development Ctr | 1 | 102C
MACH_ELECT_LTG_RC1_06 | Yes | Yes | 1-RELAY 0-1OV DIMMING ROOM CONTROLLER | LMRC-211 |  | Electrical | Lighting Relay | WATTSTOPPER | University of San Diego | Manchester Hall | Career Development Ctr | 1 | 102F
MACH_ELECT_LTG_RC1_07 | Yes | Yes | 1-RELAY 0-1OV DIMMING ROOM CONTROLLER | LMRC-211 |  | Electrical | Lighting Relay | WATTSTOPPER | University of San Diego | Manchester Hall | Career Development Ctr | 1 | 102E
MACH_ELECT_LTG_RC1_08 | Yes | Yes | 1-RELAY 0-1OV DIMMING ROOM CONTROLLER | LMRC-211 |  | Electrical | Lighting Relay | WATTSTOPPER | University of San Diego | Manchester Hall | Career Development Ctr | 1 | 102D
MACH_ELECT_LTG_RC1_09 | Yes | Yes | 1-RELAY 0-1OV DIMMING ROOM CONTROLLER | LMRC-211 |  | Electrical | Lighting Relay | WATTSTOPPER | University of San Diego | Manchester Hall | Unassigned | 1 | 106
MACH_ELECT_LTG_RC1_10 | Yes | Yes | 1-RELAY 0-1OV DIMMING ROOM CONTROLLER | LMRC-211 |  | Electrical | Lighting Relay | WATTSTOPPER | University of San Diego | Manchester Hall | Career Development Ctr | 1 | 112A
MACH_ELECT_LTG_RC1_11 | Yes | Yes | 1-RELAY 0-1OV DIMMING ROOM CONTROLLER | LMRC-211 |  | Electrical | Lighting Relay | WATTSTOPPER | University of San Diego | Manchester Hall | Career Development Ctr | 1 | 112
MACH_ELECT_LTG_RC1_12 | Yes | Yes | 1-RELAY 0-1OV DIMMING ROOM CONTROLLER | LMRC-211 |  | Electrical | Lighting Relay | WATTSTOPPER | University of San Diego | Manchester Hall | Career Development Ctr | 1 | 112B
MACH_ELECT_LTG_RC1_13 | Yes | Yes | 1-RELAY 0-1OV DIMMING ROOM CONTROLLER | LMRC-211 |  | Electrical | Lighting Relay | WATTSTOPPER | University of San Diego | Manchester Hall | Career Development Ctr | 1 | 112C
MACH_ELECT_LTG_RC1_14 | Yes | Yes | 1-RELAY 0-1OV DIMMING ROOM CONTROLLER | LMRC-211 |  | Electrical | Lighting Relay | WATTSTOPPER | University of San Diego | Manchester Hall | Career Development Ctr | 1 | 114
MACH_ELECT_LTG_RC1_15 | Yes | Yes | 1-RELAY 0-1OV DIMMING ROOM CONTROLLER | LMRC-211 |  | Electrical | Lighting Relay | WATTSTOPPER | University of San Diego | Manchester Hall | Career Development Ctr | 1 | 111
MACH_ELECT_LTG_RC1_16 | Yes | Yes | 1-RELAY 0-1OV DIMMING ROOM CONTROLLER | LMRC-211 |  | Electrical | Lighting Relay | WATTSTOPPER | University of San Diego | Manchester Hall | Career Development Ctr | 1 | 109A
MACH_ELECT_LTG_RC1_17 | Yes | Yes | 1-RELAY 0-1OV DIMMING ROOM CONTROLLER | LMRC-211 |  | Electrical | Lighting Relay | WATTSTOPPER | University of San Diego | Manchester Hall | Career Development Ctr | 1 | 109B
MACH_ELECT_LTG_RC1_18 | Yes | Yes | 1-RELAY 0-1OV DIMMING ROOM CONTROLLER | LMRC-211 |  | Electrical | Lighting Relay | WATTSTOPPER | University of San Diego | Manchester Hall | Career Development Ctr | 1 | 109
MACH_ELECT_LTG_RC1_19 | Yes | Yes | 1-RELAY 0-1OV DIMMING ROOM CONTROLLER | LMRC-211 |  | Electrical | Lighting Relay | WATTSTOPPER | University of San Diego | Manchester Hall | US | 1 | 100
MACH_ELECT_LTG_RC1_20 | Yes | Yes | 1-RELAY 0-1OV DIMMING ROOM CONTROLLER | LMRC-211 |  | Electrical | Lighting Relay | WATTSTOPPER | University of San Diego | Manchester Hall | Undergraduate admission | 2 | 201C
MACH_ELECT_LTG_RC1_21 | Yes | Yes | 1-RELAY 0-1OV DIMMING ROOM CONTROLLER | LMRC-211 |  | Electrical | Lighting Relay | WATTSTOPPER | University of San Diego | Manchester Hall | Undergraduate admission | 2 | 201D
MACH_ELECT_LTG_RC1_22 | Yes | Yes | 1-RELAY 0-1OV DIMMING ROOM CONTROLLER | LMRC-211 |  | Electrical | Lighting Relay | WATTSTOPPER | University of San Diego | Manchester Hall | Undergraduate admission | 2 | 201B
MACH_ELECT_LTG_RC1_23 | Yes | Yes | 1-RELAY 0-1OV DIMMING ROOM CONTROLLER | LMRC-211 |  | Electrical | Lighting Relay | WATTSTOPPER | University of San Diego | Manchester Hall | Undergraduate admission | 2 | 201
MACH_ELECT_LTG_RC1_24 | Yes | Yes | 1-RELAY 0-1OV DIMMING ROOM CONTROLLER | LMRC-211 |  | Electrical | Lighting Relay | WATTSTOPPER | University of San Diego | Manchester Hall | Undergraduate admission | 2 | 201A
MACH_ELECT_LTG_RC1_25 | Yes | Yes | 1-RELAY 0-1OV DIMMING ROOM CONTROLLER | LMRC-211 |  | Electrical | Lighting Relay | WATTSTOPPER | University of San Diego | Manchester Hall | Undergraduate admission | 2 | 201E
MACH_ELECT_LTG_RC1_26 | Yes | Yes | 1-RELAY 0-1OV DIMMING ROOM CONTROLLER | LMRC-211 |  | Electrical | Lighting Relay | WATTSTOPPER | University of San Diego | Manchester Hall | Graduate Admission | 2 | 205A
MACH_ELECT_LTG_RC1_27 | Yes | Yes | 1-RELAY 0-1OV DIMMING ROOM CONTROLLER | LMRC-211 |  | Electrical | Lighting Relay | WATTSTOPPER | University of San Diego | Manchester Hall | Graduate Admission | 2 | 205
MACH_ELECT_LTG_RC1_28 | Yes | Yes | 1-RELAY 0-1OV DIMMING ROOM CONTROLLER | LMRC-211 |  | Electrical | Lighting Relay | WATTSTOPPER | University of San Diego | Manchester Hall | Graduate Admission | 2 | 205C
MACH_ELECT_LTG_RC1_29 | Yes | Yes | 1-RELAY 0-1OV DIMMING ROOM CONTROLLER | LMRC-211 |  | Electrical | Lighting Relay | WATTSTOPPER | University of San Diego | Manchester Hall | Undergraduate admission | 2 | 208D
MACH_ELECT_LTG_RC1_30 | Yes | Yes | 1-RELAY 0-1OV DIMMING ROOM CONTROLLER | LMRC-211 |  | Electrical | Lighting Relay | WATTSTOPPER | University of San Diego | Manchester Hall | Graduate Admission | 2 | 205B
MACH_ELECT_LTG_RC1_31 | Yes | Yes | 1-RELAY 0-1OV DIMMING ROOM CONTROLLER | LMRC-211 |  | Electrical | Lighting Relay | WATTSTOPPER | University of San Diego | Manchester Hall | Career Development Ctr | 2 | 208E
MACH_ELECT_LTG_RC1_32 | Yes | Yes | 1-RELAY 0-1OV DIMMING ROOM CONTROLLER | LMRC-211 |  | Electrical | Lighting Relay | WATTSTOPPER | University of San Diego | Manchester Hall | Career Development Ctr | 2 | 202A
MACH_ELECT_LTG_RC1_33 | Yes | Yes | 1-RELAY 0-1OV DIMMING ROOM CONTROLLER | LMRC-211 |  | Electrical | Lighting Relay | WATTSTOPPER | University of San Diego | Manchester Hall | Career Development Ctr | 2 | 202B
MACH_ELECT_LTG_RC1_34 | Yes | Yes | 1-RELAY 0-1OV DIMMING ROOM CONTROLLER | LMRC-211 |  | Electrical | Lighting Relay | WATTSTOPPER | University of San Diego | Manchester Hall | Career Development Ctr | 2 | 202C
MACH_ELECT_LTG_RC1_35 | Yes | Yes | 1-RELAY 0-1OV DIMMING ROOM CONTROLLER | LMRC-211 |  | Electrical | Lighting Relay | WATTSTOPPER | University of San Diego | Manchester Hall | Career Development Ctr | 2 | 202D
MACH_ELECT_LTG_RC1_36 | Yes | Yes | 1-RELAY 0-1OV DIMMING ROOM CONTROLLER | LMRC-211 |  | Electrical | Lighting Relay | WATTSTOPPER | University of San Diego | Manchester Hall | Career Development Ctr | 2 | 202E
MACH_ELECT_LTG_RC1_37 | Yes | Yes | 1-RELAY 0-1OV DIMMING ROOM CONTROLLER | LMRC-211 |  | Electrical | Lighting Relay | WATTSTOPPER | University of San Diego | Manchester Hall | Career Development Ctr | 2 | 202
MACH_ELECT_LTG_RC1_38 | Yes | Yes | 1-RELAY 0-1OV DIMMING ROOM CONTROLLER | LMRC-211 |  | Electrical | Lighting Relay | WATTSTOPPER | University of San Diego | Manchester Hall | Unassigned | 2 | 206
MACH_ELECT_LTG_RC1_39 | Yes | Yes | 1-RELAY 0-1OV DIMMING ROOM CONTROLLER | LMRC-211 |  | Electrical | Lighting Relay | WATTSTOPPER | University of San Diego | Manchester Hall | Undergraduate admission | 2 | 208A
MACH_ELECT_LTG_RC1_40 | Yes | Yes | 1-RELAY 0-1OV DIMMING ROOM CONTROLLER | LMRC-211 |  | Electrical | Lighting Relay | WATTSTOPPER | University of San Diego | Manchester Hall | Undergraduate admission | 2 | 210
MACH_ELECT_LTG_RC1_41 | Yes | Yes | 1-RELAY 0-1OV DIMMING ROOM CONTROLLER | LMRC-211 |  | Electrical | Lighting Relay | WATTSTOPPER | University of San Diego | Manchester Hall | Undergraduate admission | 2 | 208C
MACH_ELECT_LTG_RC1_42 | Yes | Yes | 1-RELAY 0-1OV DIMMING ROOM CONTROLLER | LMRC-211 |  | Electrical | Lighting Relay | WATTSTOPPER | University of San Diego | Manchester Hall | Undergraduate admission | 2 | 208B
MACH_ELECT_LTG_RC1_43 | Yes | Yes | 1-RELAY 0-1OV DIMMING ROOM CONTROLLER | LMRC-211 |  | Electrical | Lighting Relay | WATTSTOPPER | University of San Diego | Manchester Hall | Career Development Ctr | 1 | 102
MACH_ELECT_LTG_RC1_44 | Yes | Yes | 1-RELAY 0-1OV DIMMING ROOM CONTROLLER | LMRC-211 |  | Electrical | Lighting Relay | WATTSTOPPER | University of San Diego | Manchester Hall | Unassigned | 2 | 202
MACH_ELECT_LTG_RC1_45 | Yes | Yes | 1-RELAY 0-1OV DIMMING ROOM CONTROLLER | LMRC-211 |  | Electrical | Lighting Relay | WATTSTOPPER | University of San Diego | Manchester Hall | Unassigned | 1 | 104
MACH_ELECT_LTG_RC1_46 | Yes | Yes | 1-RELAY 0-1OV DIMMING ROOM CONTROLLER | LMRC-211 |  | Electrical | Lighting Relay | WATTSTOPPER | University of San Diego | Manchester Hall | Unassigned | 1 | 1002
MACH_ELECT_LTG_RC1_47 | Yes | Yes | 1-RELAY 0-1OV DIMMING ROOM CONTROLLER | LMRC-211 |  | Electrical | Lighting Relay | WATTSTOPPER | University of San Diego | Manchester Hall | Graduate Admission | 2 | 205D
MACH_ELECT_LTG_RC1_48 | Yes | Yes | 1-RELAY 0-1OV DIMMING ROOM CONTROLLER | LMRC-211 |  | Electrical | Lighting Relay | WATTSTOPPER | University of San Diego | Manchester Hall | Career Development Ctr | 1 | 112D
RC-2
MACH_ELECT_LTG_RC2_01 | Yes | Yes | 2-RELAY 0-1OV DIMMING ROOM CONTROLLER | LMRC-212 |  | Electrical | Lighting Relay | WATTSTOPPER | University of San Diego | Manchester Hall | Graduate Admission | 2 | 205E
MACH_ELECT_LTG_RC2_02 | Yes | Yes | 2-RELAY 0-1OV DIMMING ROOM CONTROLLER | LMRC-212 |  | Electrical | Lighting Relay | WATTSTOPPER | University of San Diego | Manchester Hall | Undergraduate admission | 2 | 200
MACH_ELECT_LTG_RC2_03 | Yes | Yes | 2-RELAY 0-1OV DIMMING ROOM CONTROLLER | LMRC-212 |  | Electrical | Lighting Relay | WATTSTOPPER | University of San Diego | Manchester Hall | Career Development Ctr | 1 | 101C
MACH_ELECT_LTG_RC2_04 | Yes | Yes | 2-RELAY 0-1OV DIMMING ROOM CONTROLLER | LMRC-212 |  | Electrical | Lighting Relay | WATTSTOPPER | University of San Diego | Manchester Hall | Undergraduate admission | 2 | 201F
RC-3
MACH_ELECT_LTG_RC3_01 | Yes | Yes | 3-RELAY 0-1OV DIMMING ROOM CONTROLLER | LMRC-213 |  | Electrical | Lighting Relay | WATTSTOPPER | University of San Diego | Manchester Hall | Undergraduate admission | 2 | 208
MACH_ELECT_LTG_RC3_02 | Yes | Yes | 3-RELAY 0-1OV DIMMING ROOM CONTROLLER | LMRC-213 |  | Electrical | Lighting Relay | WATTSTOPPER | University of San Diego | Manchester Hall | Career Development Ctr | 1 | 101
RC-5
MACH_ELECT_LTG_RC5_01 | Yes | Yes | 5-RELAY 0-1OV DIMMING ROOM CONTROLLER | LMRC-215 |  | Electrical | Lighting Relay | WATTSTOPPER | University of San Diego | Manchester Hall | US | 1 | 100
Single Zone
MACH_ELECT_LS_01 | Yes | Yes | SINGLE ZONE SWITCHING AND DIMMING CLOSED LOOP DIGITAL PHOTOSENSOR | LMLS-400 |  | Electrical | Photo Sensor | WATTSTOPPER | University of San Diego | Manchester Hall | Career Development Ctr | 1 | 101C |  | 5 years
MACH_ELECT_LS_02 | Yes | Yes | SINGLE ZONE SWITCHING AND DIMMING CLOSED LOOP DIGITAL PHOTOSENSOR | LMLS-400 |  | Electrical | Photo Sensor | WATTSTOPPER | University of San Diego | Manchester Hall | Unassigned | 1 | 100 |  | 5 years
MACH_ELECT_LS_03 | Yes | Yes | SINGLE ZONE SWITCHING AND DIMMING CLOSED LOOP DIGITAL PHOTOSENSOR | LMLS-400 |  | Electrical | Photo Sensor | WATTSTOPPER | University of San Diego | Manchester Hall | Unassigned | 1 | 100 |  | 5 years
MACH_ELECT_LS_04 | Yes | Yes | SINGLE ZONE SWITCHING AND DIMMING CLOSED LOOP DIGITAL PHOTOSENSOR | LMLS-400 |  | Electrical | Photo Sensor | WATTSTOPPER | University of San Diego | Manchester Hall | Career Development Ctr | 1 | 112 |  | 5 years
MACH_ELECT_LS_05 | Yes | Yes | SINGLE ZONE SWITCHING AND DIMMING CLOSED LOOP DIGITAL | LMLS-400 |  | Electrical | Photo Sensor | WATTSTOPPER | University of San Diego | Manchester Hall | Undergraduate admission | 2 | 201F |  | 5 years
MACH_ELECT_LS_06 | Yes | Yes | SINGLE ZONE SWITCHING AND DIMMING CLOSED LOOP DIGITAL PHOTOSENSOR | LMLS-400 |  | Electrical | Photo Sensor | WATTSTOPPER | University of San Diego | Manchester Hall | Undergraduate admission | 2 | 200 |  | 5 years
MACH_ELECT_LS_07 | Yes | Yes | SINGLE ZONE SWITCHING AND DIMMING CLOSED LOOP DIGITAL PHOTOSENSOR | LMLS-400 |  | Electrical | Photo Sensor | WATTSTOPPER | University of San Diego | Manchester Hall | Undergraduate admission | 2 | 208 |  | 5 years
MACH_ELECT_LS_08 | Yes | Yes | SINGLE ZONE SWITCHING AND DIMMING CLOSED LOOP DIGITAL PHOTOSENSOR | LMLS-400 |  | Electrical | Photo Sensor | WATTSTOPPER | University of San Diego | Manchester Hall | Undergraduate admission | 2 | 208 |  | 5 years
MACH_ELECT_LS_09 | Yes | Yes | SINGLE ZONE SWITCHING AND DIMMING CLOSED LOOP DIGITAL PHOTOSENSOR | LMLS-400 |  | Electrical | Photo Sensor | WATTSTOPPER | University of San Diego | Manchester Hall | Undergraduate admission | 2 | 200 |  | 5 years
MACH_ELECT_LS_10 | Yes | Yes | SINGLE ZONE SWITCHING AND DIMMING CLOSED LOOP DIGITAL PHOTOSENSOR | LMLS-400 |  | Electrical | Photo Sensor | WATTSTOPPER | University of San Diego | Manchester Hall | Career Development Ctr | 1 | 101 |  | 5 years
MACH_ELECT_LS_11 | Yes | Yes | SINGLE ZONE SWITCHING AND DIMMING CLOSED LOOP DIGITAL PHOTOSENSOR | LMLS-400 |  | Electrical | Photo Sensor | WATTSTOPPER | University of San Diego | Manchester Hall | Graduate Admissions | 2 | 205E |  | 5 years
MACH_ELECT_LS_12 | Yes | Yes | SINGLE ZONE SWITCHING AND DIMMING CLOSED LOOP DIGITAL | LMLS-400 |  | Electrical | Photo Sensor | WATTSTOPPER | University of San Diego | Manchester Hall | Unassigned | 1 | 100 |  | 5 years
WALL MOUNTED JUNCTION BOX
MACH_ELECT_WM_JB_01 | Yes | Yes | CABLE TO IDF ROOM FOR WIRELESS ACCESS POINT (WAP) |  |  | Electrical | Junction Box |  | University of San Diego | Manchester Hall |  | 1
MACH_ELECT_WM_JB_02 | Yes | Yes | CABLE TO IDF ROOM FOR WIRELESS ACCESS POINT (WAP) |  |  | Electrical | Junction Box |  | University of San Diego | Manchester Hall |  | 1
MACH_ELECT_WM_JB_03 | Yes | Yes | CABLE TO IDF ROOM FOR WIRELESS ACCESS POINT (WAP) |  |  | Electrical | Junction Box |  | University of San Diego | Manchester Hall |  | 1
MACH_ELECT_WM_JB_04 | Yes | Yes | CABLE TO IDF ROOM FOR WIRELESS ACCESS POINT (WAP) |  |  | Electrical | Junction Box |  | University of San Diego | Manchester Hall |  | 1
MACH_ELECT_WM_JB_05 | Yes | Yes | CABLE TO IDF ROOM FOR WIRELESS ACCESS POINT (WAP) |  |  | Electrical | Junction Box |  | University of San Diego | Manchester Hall |  | 1
MACH_ELECT_WM_JB_06 | Yes | Yes | CABLE TO IDF ROOM FOR WIRELESS ACCESS POINT (WAP) |  |  | Electrical | Junction Box |  | University of San Diego | Manchester Hall | Unassigned | 1 | 100
MACH_ELECT_WM_JB_07 | Yes | Yes | CABLE TO IDF ROOM FOR WIRELESS ACCESS POINT (WAP) |  |  | Electrical | Junction Box |  | University of San Diego | Manchester Hall | Unassigned | 1 | 100
MACH_ELECT_WM_JB_08 | Yes | Yes | CABLE TO IDF ROOM FOR WIRELESS ACCESS POINT (WAP) |  |  | Electrical | Junction Box |  | University of San Diego | Manchester Hall | Undergraduate admission | 2 | 208
MACH_ELECT_WM_JB_09 | Yes | Yes | CABLE TO IDF ROOM FOR WIRELESS ACCESS POINT (WAP) |  |  | Electrical | Junction Box |  | University of San Diego | Manchester Hall | Undergraduate admission | 2 | 208
MACH_ELECT_WM_JB_10 | Yes | Yes | CABLE TO IDF ROOM FOR WIRELESS ACCESS POINT (WAP) |  |  | Electrical | Junction Box |  | University of San Diego | Manchester Hall | Undergraduate admission | 2 | 208
MACH_ELECT_WM_JB_11 | Yes | Yes | CABLE TO IDF ROOM FOR WIRELESS ACCESS POINT (WAP) |  |  | Electrical | Junction Box |  | University of San Diego | Manchester Hall | Undergraduate admission | 2 | 208
WALL MOUNTED SWITCHES
MACH_ELECT_SW_01 | Yes | Yes | WALL MOUNTED SWITCHES |  |  | Electrical | Wall mounted Switches |  | University of San Diego | Manchester Hall | Career Development Ctr | 1 | 105
MACH_ELECT_SW_02 | Yes | Yes | WALL MOUNTED SWITCHES |  |  | Electrical | Wall mounted Switches |  | University of San Diego | Manchester Hall | Unassigned | 1 | 103D
MACH_ELECT_SW_03 | Yes | Yes | WALL MOUNTED SWITCHES |  |  | Electrical | Wall mounted Switches |  | University of San Diego | Manchester Hall | Unassigned | 1 | 103C
MACH_ELECT_SW_04 | Yes | Yes | WALL MOUNTED SWITCHES |  |  | Electrical | Wall mounted Switches |  | University of San Diego | Manchester Hall | Career Development Ctr | 1 | 114
MACH_ELECT_SW_05 | Yes | Yes | WALL MOUNTED SWITCHES |  |  | Electrical | Wall mounted Switches |  | University of San Diego | Manchester Hall | Unassigned | 1 | 1002
MACH_ELECT_SW_06 | Yes | Yes | WALL MOUNTED SWITCHES |  |  | Electrical | Wall mounted Switches |  | University of San Diego | Manchester Hall | Unassigned | 1 | 107
MACH_ELECT_SW_07 | Yes | Yes | WALL MOUNTED SWITCHES |  |  | Electrical | Wall mounted Switches |  | University of San Diego | Manchester Hall | Unassigned | 1 | 110
MACH_ELECT_SW_08 | Yes | Yes | WALL MOUNTED SWITCHES |  |  | Electrical | Wall mounted Switches |  | University of San Diego | Manchester Hall | Unassigned | 2 | 203A
MACH_ELECT_SW_09 | Yes | Yes | WALL MOUNTED SWITCHES |  |  | Electrical | Wall mounted Switches |  | University of San Diego | Manchester Hall | Career Development Ctr | 1 | 109B
MACH_ELECT_SW_10 | Yes | Yes | WALL MOUNTED SWITCHES |  |  | Electrical | Wall mounted Switches |  | University of San Diego | Manchester Hall | Undergraduate Admissions | 2 | 208
White
MACH_ELECT_LTG_WS_01 | Yes | Yes | 2-BUTTON DIGITAL DUAL TECHNOLOGY WALL SWITCH OCCUPANCY SENSOR. | LMDW-102-W |  | Electrical | Lighting Sensor Switch | WATTSTOPPER | University of San Diego | Manchester Hall | Career Development Ctr | 1 | 101B |  | 5 years
MACH_ELECT_LTG_WS_02 | Yes | Yes | 2-BUTTON DIGITAL DUAL TECHNOLOGY WALL SWITCH OCCUPANCY SENSOR. | LMDW-102-W |  | Electrical | Lighting Sensor Switch | WATTSTOPPER | University of San Diego | Manchester Hall | Career Development Ctr | 1 | 101A |  | 5 years
MACH_ELECT_LTG_WS_03 | Yes | Yes | 2-BUTTON DIGITAL DUAL TECHNOLOGY WALL SWITCH OCCUPANCY SENSOR. | LMDW-102-W |  | Electrical | Lighting Sensor Switch | WATTSTOPPER | University of San Diego | Manchester Hall | Career Development Ctr | 1 | 109 |  | 5 years
MACH_ELECT_LTG_WS_04 | Yes | Yes | 2-BUTTON DIGITAL DUAL TECHNOLOGY WALL SWITCH OCCUPANCY SENSOR. | LMDW-102-W |  | Electrical | Lighting Sensor Switch | WATTSTOPPER | University of San Diego | Manchester Hall | Career Development Ctr | 1 | 109A |  | 5 years
MACH_ELECT_LTG_WS_05 | Yes | Yes | 2-BUTTON DIGITAL DUAL TECHNOLOGY WALL SWITCH OCCUPANCY SENSOR. | LMDW-102-W |  | Electrical | Lighting Sensor Switch | WATTSTOPPER | University of San Diego | Manchester Hall | Career Development Ctr | 1 | 111 |  | 5 years
MACH_ELECT_LTG_WS_06 | Yes | Yes | 2-BUTTON DIGITAL DUAL TECHNOLOGY WALL SWITCH OCCUPANCY SENSOR. | LMDW-102-W |  | Electrical | Lighting Sensor Switch | WATTSTOPPER | University of San Diego | Manchester Hall | Career Development Ctr | 1 | 114 |  | 5 years
MACH_ELECT_LTG_WS_07 | Yes | Yes | 2-BUTTON DIGITAL DUAL TECHNOLOGY WALL SWITCH OCCUPANCY SENSOR. | LMDW-102-W |  | Electrical | Lighting Sensor Switch | WATTSTOPPER | University of San Diego | Manchester Hall | Career Development Ctr | 1 | 112D |  | 5 years
MACH_ELECT_LTG_WS_08 | Yes | Yes | 2-BUTTON DIGITAL DUAL TECHNOLOGY WALL SWITCH OCCUPANCY SENSOR. | LMDW-102-W |  | Electrical | Lighting Sensor Switch | WATTSTOPPER | University of San Diego | Manchester Hall | Career Development Ctr | 1 | 112C |  | 5 years
MACH_ELECT_LTG_WS_09 | Yes | Yes | 2-BUTTON DIGITAL DUAL TECHNOLOGY WALL SWITCH OCCUPANCY SENSOR. | LMDW-102-W |  | Electrical | Lighting Sensor Switch | WATTSTOPPER | University of San Diego | Manchester Hall | Career Development Ctr | 1 | 112A |  | 5 years
MACH_ELECT_LTG_WS_10 | Yes | Yes | 2-BUTTON DIGITAL DUAL TECHNOLOGY WALL SWITCH OCCUPANCY SENSOR. | LMDW-102-W |  | Electrical | Lighting Sensor Switch | WATTSTOPPER | University of San Diego | Manchester Hall | Career Development Ctr | 1 | 102A |  | 5 years
MACH_ELECT_LTG_WS_11 | Yes | Yes | 2-BUTTON DIGITAL DUAL TECHNOLOGY WALL SWITCH OCCUPANCY SENSOR. | LMDW-102-W |  | Electrical | Lighting Sensor Switch | WATTSTOPPER | University of San Diego | Manchester Hall | Career Development Ctr | 1 | 102B |  | 5 years
MACH_ELECT_LTG_WS_12 | Yes | Yes | 2-BUTTON DIGITAL DUAL TECHNOLOGY WALL SWITCH OCCUPANCY SENSOR. | LMDW-102-W |  | Electrical | Lighting Sensor Switch | WATTSTOPPER | University of San Diego | Manchester Hall | Career Development Ctr | 1 | 102B |  | 5 years
MACH_ELECT_LTG_WS_13 | Yes | Yes | 2-BUTTON DIGITAL DUAL TECHNOLOGY WALL SWITCH OCCUPANCY SENSOR. | LMDW-102-W |  | Electrical | Lighting Sensor Switch | WATTSTOPPER | University of San Diego | Manchester Hall | Career Development Ctr | 1 | 102D |  | 5 years
MACH_ELECT_LTG_WS_14 | Yes | Yes | 2-BUTTON DIGITAL DUAL TECHNOLOGY WALL SWITCH OCCUPANCY SENSOR. | LMDW-102-W |  | Electrical | Lighting Sensor Switch | WATTSTOPPER | University of San Diego | Manchester Hall | Career Development Ctr | 1 | 102F |  | 5 years
MACH_ELECT_LTG_WS_15 | Yes | Yes | 2-BUTTON DIGITAL DUAL TECHNOLOGY WALL SWITCH OCCUPANCY SENSOR. | LMDW-102-W |  | Electrical | Lighting Sensor Switch | WATTSTOPPER | University of San Diego | Manchester Hall | Career Development Ctr | 1 | 102E |  | 5 years
MACH_ELECT_LTG_WS_16 | Yes | Yes | 2-BUTTON DIGITAL DUAL TECHNOLOGY WALL SWITCH OCCUPANCY SENSOR. | LMDW-102-W |  | Electrical | Lighting Sensor Switch | WATTSTOPPER | University of San Diego | Manchester Hall | Undergraduate admission | 2 | 201C |  | 5 years
MACH_ELECT_LTG_WS_17 | Yes | Yes | 2-BUTTON DIGITAL DUAL TECHNOLOGY WALL SWITCH OCCUPANCY SENSOR. | LMDW-102-W |  | Electrical | Lighting Sensor Switch | WATTSTOPPER | University of San Diego | Manchester Hall | Undergraduate admission | 2 | 201E |  | 5 years
MACH_ELECT_LTG_WS_18 | Yes | Yes | 2-BUTTON DIGITAL DUAL TECHNOLOGY WALL SWITCH OCCUPANCY SENSOR. | LMDW-102-W |  | Electrical | Lighting Sensor Switch | WATTSTOPPER | University of San Diego | Manchester Hall | Undergraduate admission | 2 | 201A |  | 5 years
MACH_ELECT_LTG_WS_19 | Yes | Yes | 2-BUTTON DIGITAL DUAL TECHNOLOGY WALL SWITCH OCCUPANCY SENSOR. | LMDW-102-W |  | Electrical | Lighting Sensor Switch | WATTSTOPPER | University of San Diego | Manchester Hall | Undergraduate admission | 2 | 202A |  | 5 years
MACH_ELECT_LTG_WS_20 | Yes | Yes | 2-BUTTON DIGITAL DUAL TECHNOLOGY WALL SWITCH OCCUPANCY SENSOR. | LMDW-102-W |  | Electrical | Lighting Sensor Switch | WATTSTOPPER | University of San Diego | Manchester Hall | Undergraduate admission | 2 | 202B |  | 5 years
MACH_ELECT_LTG_WS_21 | Yes | Yes | 2-BUTTON DIGITAL DUAL TECHNOLOGY WALL SWITCH OCCUPANCY SENSOR. | LMDW-102-W |  | Electrical | Lighting Sensor Switch | WATTSTOPPER | University of San Diego | Manchester Hall | Undergraduate admission | 2 | 202C |  | 5 years
MACH_ELECT_LTG_WS_22 | Yes | Yes | 2-BUTTON DIGITAL DUAL TECHNOLOGY WALL SWITCH OCCUPANCY SENSOR. | LMDW-102-W |  | Electrical | Lighting Sensor Switch | WATTSTOPPER | University of San Diego | Manchester Hall | Undergraduate admission | 2 | 202D |  | 5 years
MACH_ELECT_LTG_WS_23 | Yes | Yes | 2-BUTTON DIGITAL DUAL TECHNOLOGY WALL SWITCH OCCUPANCY SENSOR. | LMDW-102-W |  | Electrical | Lighting Sensor Switch | WATTSTOPPER | University of San Diego | Manchester Hall | Undergraduate admission | 2 | 202E |  | 5 years
MACH_ELECT_LTG_WS_24 | Yes | Yes | 2-BUTTON DIGITAL DUAL TECHNOLOGY WALL SWITCH OCCUPANCY SENSOR. | LMDW-102-W |  | Electrical | Lighting Sensor Switch | WATTSTOPPER | University of San Diego | Manchester Hall | Undergraduate Admissions | 2 | 208B |  | 5 years
MACH_ELECT_LTG_WS_25 | Yes | Yes | 2-BUTTON DIGITAL DUAL TECHNOLOGY WALL SWITCH OCCUPANCY SENSOR. | LMDW-102-W |  | Electrical | Lighting Sensor Switch | WATTSTOPPER | University of San Diego | Manchester Hall | Undergraduate Admissions | 2 | 208C |  | 5 years
MACH_ELECT_LTG_WS_26 | Yes | Yes | 2-BUTTON DIGITAL DUAL TECHNOLOGY WALL SWITCH OCCUPANCY SENSOR. | LMDW-102-W |  | Electrical | Lighting Sensor Switch | WATTSTOPPER | University of San Diego | Manchester Hall | Career Development Ctr | 2 | 208E |  | 5 years
MACH_ELECT_LTG_WS_27 | Yes | Yes | 2-BUTTON DIGITAL DUAL TECHNOLOGY WALL SWITCH OCCUPANCY SENSOR. | LMDW-102-W |  | Electrical | Lighting Sensor Switch | WATTSTOPPER | University of San Diego | Manchester Hall | Graduate Admissions | 2 | 205B |  | 5 years
MACH_ELECT_LTG_WS_28 | Yes | Yes | 2-BUTTON DIGITAL DUAL TECHNOLOGY WALL SWITCH OCCUPANCY SENSOR. | LMDW-102-W |  | Electrical | Lighting Sensor Switch | WATTSTOPPER | University of San Diego | Manchester Hall | Graduate Admissions | 2 | 205E |  | 5 years
MACH_ELECT_LTG_WS_29 | Yes | Yes | 2-BUTTON DIGITAL DUAL TECHNOLOGY WALL SWITCH OCCUPANCY SENSOR. | LMDW-102-W |  | Electrical | Lighting Sensor Switch | WATTSTOPPER | University of San Diego | Manchester Hall | Graduate Admissions | 2 | 205D |  | 5 years
MACH_ELECT_LTG_WS_30 | Yes | Yes | 2-BUTTON DIGITAL DUAL TECHNOLOGY WALL SWITCH OCCUPANCY SENSOR. | LMDW-102-W |  | Electrical | Lighting Sensor Switch | WATTSTOPPER | University of San Diego | Manchester Hall | Career Development Ctr | 1 | 112b |  | 5 years
Grand total: 587

## Plumbing-FM
Plumbing Fixture Schedule
Tag# | Building Asset | Active | Description | Model # | Serial # | EQUIPMENT TYPE | EQUIPMENT SUBTYPE | Manufacturer | Campus Name | Building Name | Department | Floor Code | Area# | Date Purchased | Warranty Date
MACH_PLUMB_Urinal_01 | Yes | Yes | Urinal |  |  | Plumbing | Urinal |  | Universsity of San Diego | Manchester Hall | Unassigned | 1 | 106
MACH_PLUMB_Urinal_02 | Yes | Yes | Urinal |  |  | Plumbing | Urinal |  | Universsity of San Diego | Manchester Hall | Unassigned | 1 | 106
MACH_PLUMB_WC_15" Seat Height_01 | Yes | Yes | Water Closet | 111-1.28 |  | Plumbing | Water Closet | ECOS | Universsity of San Diego | Manchester Hall | Unassigned | 1 | 104
MACH_PLUMB_WC_15" Seat Height_02 | Yes | Yes | Water Closet | 111-1.28 |  | Plumbing | Water Closet | ECOS | Universsity of San Diego | Manchester Hall | Unassigned | 1 | 104
MACH_PLUMB_WC_15" Seat Height_03 | Yes | Yes | Water Closet | 111-1.28 |  | Plumbing | Water Closet | ECOS | Universsity of San Diego | Manchester Hall | Unassigned | 1 | 104
MACH_PLUMB_WC_15" Seat Height_04 | Yes | Yes | Water Closet | 111-1.28 |  | Plumbing | Water Closet | ECOS | Universsity of San Diego | Manchester Hall | Unassigned | 1 | 104
MACH_PLUMB_WC_15" Seat Height_05 | Yes | Yes | Water Closet | 111-1.28 |  | Plumbing | Water Closet | ECOS | Universsity of San Diego | Manchester Hall | Unassigned | 1 | 106
MACH_PLUMB_WC_15" Seat Height_06 | Yes | Yes | Water Closet | 111-1.28 |  | Plumbing | Water Closet | ECOS | Universsity of San Diego | Manchester Hall | Unassigned | 1 | 106
MACH_PLUMB_WC_15" Seat Height_07 | Yes | Yes | Water Closet | 111-1.28 |  | Plumbing | Water Closet | ECOS | Universsity of San Diego | Manchester Hall | Unassigned | 2 | 204
MACH_PLUMB_WC_15" Seat Height_08 | Yes | Yes | Water Closet | 111-1.28 |  | Plumbing | Water Closet | ECOS | Universsity of San Diego | Manchester Hall | Unassigned | 2 | 204
MACH_PLUMB_WC_15" Seat Height_09 | Yes | Yes | Water Closet | 111-1.28 |  | Plumbing | Water Closet | ECOS | Universsity of San Diego | Manchester Hall | Unassigned | 2 | 204
MACH_PLUMB_WC_15" Seat Height_10 | Yes | Yes | Water Closet | 111-1.28 |  | Plumbing | Water Closet | ECOS | Universsity of San Diego | Manchester Hall | Unassigned | 2 | 206
MACH_PLUMB_WC_15" Seat Height_11 | Yes | Yes | Water Closet | 111-1.28 |  | Plumbing | Water Closet | ECOS | Universsity of San Diego | Manchester Hall | Unassigned | 2 | 206
MACH_PLUMB_WC _15" Seat Height_12 | Yes | Yes | Water Closet | 111-1.28 |  | Plumbing | Water Closet | ECOS | Universsity of San Diego | Manchester Hall | Unassigned | 2 | 204
MACH_PLUMB_Urinal_03 | Yes | Yes | Urinal |  |  | Plumbing | Urinal |  | Universsity of San Diego | Manchester Hall | Unassigned | 2 | 206
MACH_PLUMB_Urinal_04 | Yes | Yes | Urinal |  |  | Plumbing | Urinal |  | Universsity of San Diego | Manchester Hall | Unassigned | 2 | 206
MACH_PLUMB_SINK_412_01 | Yes | Yes | Bar_Sink_412 | LRAD2521 |  | Plumbing | Sink | ELKAY | Universsity of San Diego | Manchester Hall | Unassigned | 2 | 204
MACH_PLUMB_SINK_412_02 | Yes | Yes | Bar_Sink_412 | LRAD2521 |  | Plumbing | Sink | ELKAY | Universsity of San Diego | Manchester Hall | Unassigned | 2 | 204
MACH_PLUMB_SINK_412_03 | Yes | Yes | Bar_Sink_412 | LRAD2521 |  | Plumbing | Sink | ELKAY | Universsity of San Diego | Manchester Hall | Unassigned | 2 | 206
MACH_PLUMB_SINK_412_04 | Yes | Yes | Bar_Sink_412 | LRAD2521 |  | Plumbing | Sink | ELKAY | Universsity of San Diego | Manchester Hall | Unassigned | 2 | 206
MACH_PLUMB_Sink-Floor_01 | Yes | Yes | 12 Inch Square x 6 Inch Deep Stainless Steel Sanitary Floor Sink |  |  | Plumbing | Sink |  | Universsity of San Diego | Manchester Hall | Unassigned | 1 | 110
MACH_PLUMB_FD Round_2"_01 | Yes | Yes | Floor Drain - Round |  |  | Plumbing | Floor Drain - Round |  | Universsity of San Diego | Manchester Hall | Unassigned | 1 | 106
MACH_PLUMB_FD Round_2"_02 | Yes | Yes | Floor Drain - Round |  |  | Plumbing | Floor Drain - Round |  | Universsity of San Diego | Manchester Hall | Unassigned | 1 | 104
MACH_PLUMB_FD Round_2"_03 | Yes | Yes | Floor Drain - Round |  |  | Plumbing | Floor Drain - Round |  | Universsity of San Diego | Manchester Hall | Unassigned | 2 | 206
MACH_PLUMB_FD Round_2"_04 | Yes | Yes | Floor Drain - Round |  |  | Plumbing | Floor Drain - Round |  | Universsity of San Diego | Manchester Hall | Unassigned | 2 | 204
MACH_PLUMB_FD Round_3"_01 | Yes | Yes | Floor Drain - Round |  |  | Plumbing | Floor Drain - Round |  | Universsity of San Diego | Manchester Hall | Unassigned | 1 | 108
MACH_PLUMB_MOP BASIN_01 | Yes | Yes | Mop Service Basin |  |  | Plumbing | BASIN |  | Universsity of San Diego | Manchester Hall | Unassigned | 1 | 110
MACH_PLUMB_SINK_412_05 | Yes | Yes | Bar_Sink_412 | LRAD2521 |  | Plumbing | Sink | ELKAY | Universsity of San Diego | Manchester Hall | Unassigned | 1 | 106
MACH_PLUMB_SINK_412_06 | Yes | Yes | Bar_Sink_412 | LRAD2521 |  | Plumbing | Sink | ELKAY | Universsity of San Diego | Manchester Hall | Unassigned | 1 | 106
MACH_PLUMB_SINK_412_07 | Yes | Yes | Bar_Sink_412 | LRAD2521 |  | Plumbing | Sink | ELKAY | Universsity of San Diego | Manchester Hall | Unassigned | 1 | 104
MACH_PLUMB_SINK_412_08 | Yes | Yes | Bar_Sink_412 | LRAD2521 |  | Plumbing | Sink | ELKAY | Universsity of San Diego | Manchester Hall | Unassigned | 1 | 104
MACH_PLUMB_DomWtrBlncVlv1 | Yes | Yes | Balancing Valve |  |  | Plumbing | Valve |  | Universsity of San Diego | Manchester Hall | Undergraduate admission | 2 | 208
MACH_PLUMB_DF1 | Yes | Yes | Drinking Fountain | LZS8WSLP |  | Plumbing |  | ELKAY | Universsity of San Diego | Manchester Hall | Unassigned | 1 | 100
MACH_PLUMB_DF2 | Yes | Yes | Drinking Fountain | LZS8WSLP |  | Plumbing |  | ELKAY | Universsity of San Diego | Manchester Hall | Undergraduate admission | 2 | 200
MACH_PLUMB_SINK_412_09 | Yes | Yes | Bar_Sink_412 | LRAD2521 |  | Plumbing | Sink | ELKAY | Universsity of San Diego | Manchester Hall | Career Development Ctr | 1 | 109B
MACH_PLUMB_SINK_412_10 | Yes | Yes | Bar_Sink_412 | LRAD2521 |  | Plumbing | Sink | ELKAY | Universsity of San Diego | Manchester Hall | Undergraduate admission | 2 | 208D
MACH_PLUMB_Water Hammer Arrester_01 | Yes | Yes | Water Hammer Arrestor |  |  | Plumbing |  |  | Universsity of San Diego | Manchester Hall | Unassigned | 1 | 104/106
MACH_PLUMB_Water Hammer Arrester_02 | Yes | Yes | Water Hammer Arrestor |  |  | Plumbing |  |  | Universsity of San Diego | Manchester Hall | Unassigned | 1 | 104/106
MACH_PLUMB_Water Hammer Arrester_03 | Yes | Yes | Water Hammer Arrestor |  |  | Plumbing |  |  | Universsity of San Diego | Manchester Hall | Unassigned | 1 | 104/106
MACH_PLUMB_Water Hammer Arrester_04 | Yes | Yes | Water Hammer Arrestor |  |  | Plumbing |  |  | Universsity of San Diego | Manchester Hall | Unassigned | 1 | 104/106
MACH_PLUMB_DomWtrChkVlv1 | Yes | Yes | Check Valve |  |  | Plumbing | Valve |  | Universsity of San Diego | Manchester Hall | Unassigned | 1 | 110
MACH_PLUMB_DomWtrGlbVlv1 | Yes | Yes | Globe Valve |  |  | Plumbing | Valve |  | Universsity of San Diego | Manchester Hall | Unassigned | 1 | 110
MACH_PLUMB_DomWtrGlbVlv2 | Yes | Yes | Globe Valve |  |  | Plumbing | Valve |  | Universsity of San Diego | Manchester Hall | Unassigned | 1 | 110
MACH_PLUMB_Water Hammer Arrester_05 | Yes | Yes | Water Hammer Arrestor |  |  | Plumbing |  |  | Universsity of San Diego | Manchester Hall | Unassigned | 2 | 204/206
MACH_PLUMB_Water Hammer Arrester_06 | Yes | Yes | Water Hammer Arrestor |  |  | Plumbing |  |  | Universsity of San Diego | Manchester Hall | Unassigned | 2 | 204/206
MACH_PLUMB_Water Hammer Arrester_07 | Yes | Yes | Water Hammer Arrestor |  |  | Plumbing |  |  | Universsity of San Diego | Manchester Hall | Unassigned | 2 | 204/206
MACH_PLUMB_Water Hammer Arrester_08 | Yes | Yes | Water Hammer Arrestor |  |  | Plumbing |  |  | Universsity of San Diego | Manchester Hall | Unassigned | 2 | 204/206
MACH_PLUMB_Floor Receptor_01 | Yes | Yes | Floor Receptor, |  |  | Plumbing |  |  | Universsity of San Diego | Manchester Hall |  | Roof
MACH_PLUMB_DomWtrBallVlv1 | Yes | Yes | Ball Valve |  |  | Plumbing | Valve |  | Universsity of San Diego | Manchester Hall | Unassigned | 1 | 104/106
MACH_PLUMB_DomWtrBallVlv2 | Yes | Yes | Ball Valve |  |  | Plumbing | Valve |  | Universsity of San Diego | Manchester Hall | Unassigned | 1 | 104/106
MACH_PLUMB_DomWtrBallVlv3 | Yes | Yes | Ball Valve |  |  | Plumbing | Valve |  | Universsity of San Diego | Manchester Hall | Unassigned | 2 | 204/206
MACH_PLUMB_DomWtrBallVlv4 | Yes | Yes | Ball Valve |  |  | Plumbing | Valve |  | Universsity of San Diego | Manchester Hall | Unassigned | 2 | 204/206
MACH_PLUMB_DomWtrBallVlv5 | Yes | Yes | Ball Valve |  |  | Plumbing | Valve |  | Universsity of San Diego | Manchester Hall | Unassigned | 1 | 106